## Legend
Legend:
| √ (delivery version) | compatible (delivery version)
| √ | compatible
| x | not compatible
no compatibility statement

## SW - WinCC V7.4
Compatibility list for WinCC V7.4 for software (Data status 2020-07-30)
|  |  | WinCC | WinCC
|  |  | V7.4 SP1 1) | V7.4 2)
| Microsoft Windows 7 3) | Ultimate (64-Bit) SP1 | √ | √
|  | Ultimate (32-Bit) SP1 | √ | √
|  | Professional (64-Bit) SP1 | √ | √
|  | Professional (32-Bit) SP1 | √ | √
|  | Enterprise (64-Bit) SP1 | √ | √
|  | Enterprise (32-Bit) SP1 | √ | √
| Microsoft Windows 8.1 4), 5) | Pro (64-Bit) | √ | √
|  | Pro (32-Bit) | √ | √
|  | Enterprise (64-Bit) | √ | √
|  | Enterprise (32-Bit) | √ | √
| Microsoft Windows 10 6) | Pro Version 1909 (64-Bit) 7) | √
|  | Pro Version 1903 (64-Bit) 7), 8) | √
|  | Pro Version 1809 (64-Bit) 7), 9) | √
|  | Pro Version 1803 (64-Bit) 7), 10) | √
|  | Pro Version 1709 (64-Bit) 7), 11), 12) | √
|  | Pro Version 1703 (64-Bit) 7) | √
|  | Pro Version 1607 (64-Bit) 7) | √
|  | Pro (64-Bit) 7) | √ | √ 13), 14)
|  | Enterprise Version 1909 (64-Bit) 7) | √
|  | Enterprise Version 1903 (64-Bit) 7), 8) | √
|  | Enterprise Version 1809 (64-Bit) 7), 9) | √
|  | Enterprise Version 1803 (64-Bit) 7), 10) | √
|  | Enterprise Version 1709 (64-Bit) 7), 11), 12) | √
|  | Enterprise Version 1703 (64-Bit) 7) | √
|  | Enterprise Version 1607 (64-Bit) 7) | √
|  | Enterprise LTSC 2016 Version 1607 (64-Bit) | √
|  | Enterprise LTSC 2015 Version 1507 (64-Bit) | √
|  | Enterprise (64-Bit) 7) | √ | √ 13), 14)
| Microsoft Windows Embedded 15) | Standard 7 P (64-Bit) SP1 | √ | √
|  | Standard 7 P (32-Bit) SP1 | √ | √
|  | Standard 7 E (64-Bit) SP1 | √ | √
|  | Standard 7 E (32-Bit) SP1 | √ | √
| Microsoft Windows Server | 2016 Standard (64-Bit) | √
|  | 2016 Datacenter (64-Bit) | √
|  | 2012 R2 Standard Edition (64-Bit) Upd 16) | √ | √
|  | 2012 R2 Standard Edition (64-Bit) 16) | √ | √
|  | 2012 R2 Datacenter (64-Bit) 16) | √
|  | 2008 R2 Standard Edition (64-Bit) SP1 | √ | √
|  | 2008 R2 Enterprise Edition (64-Bit) SP1 | √
| AS-OS Engineering 17) | V8.2 | √ | √
| Automation License Manager | V5.3 SP3 Upd3 | √
|  | V5.3 SP3 |  | √
| CPU 1507S 17) | V2.7 | √
|  | V2.6 | √
|  | V2.5 | √
|  | V2.1 | √
| CPU 1507S F 17) | V2.7 | √
|  | V2.6 | √
|  | V2.5 | √
|  | V2.1 | √
| CPU 1508S 17) | V2.7 | √
|  | V2.6 | √
| CPU 1508S F 17) | V2.7 | √
|  | V2.6 | √
| Documentation Viewer | WinCC Version | √ | √
| Dynamic Wizard Editor | WinCC Version | √ | √
| Java SE Runtime Environment 18) | 8 | √ 19) | √
| McAfee Application Control | V7.0 | √
|  | V6.2.0 20) |  | √
| McAfee Endpoint Protection Suite | V10.2 | √ 21) | √
|  | V8.8 | √ | √
| McAfee VirusScan Enterprise | V8.8 | √ | √
| Microsoft .NET | V4.7 | √
|  | V4.6.2 | √
|  | V4.6.1 |  | √
|  | V4.5.1 | √ | √
|  | V3.5 SP1 | √ | √
|  | V3.0 SP2 | √ | √
|  | V2.0 SP2 | √ | √
| Microsoft Hyper-V | Windows Server 2016 | √
|  | Windows Server 2012 R2 | √ | √
| Microsoft Internet Explorer (32-Bit) | V11.0 | √ | √
|  | V10.0 |  | √
| Microsoft Office | Professional (32-Bit) 2016 | √
|  | Professional (32-Bit) 2013 SP1 | √
|  | Professional (32-Bit) 2013 |  | √
|  | Professional (32-Bit) 2010 | √ | √
|  | Professional (32-Bit) 2007 SP2 |  | √
| Microsoft SQL Server | 2014 SP3 8) | √
|  | 2014 SP2 | √
|  | 2014 SP1 |  | √
| Microsoft Windows Defender | version of installed operation system | √ | √
| Migrationtool (TIA Portal) 17) | V15.0 Upd1 | √
|  | V15.0 | √
|  | V14.0 SP1 Upd2 |  | √
|  | V14.0 SP1 |  | √
| OPC Alarms and Events (A&E) - Server | V1.10 | √ | √
| OPC Data Access Spezifikation - Client | V2.05a | √ | √
| OPC Data Access Spezifikation - Server | V2.05a | √ | √
| OPC Historical Data Access (HDA) - Server | V1.20 | √ | √
| OPC Unified Architecture (UA) - Client | V1.02 | √ | √
| OPC Unified Architecture (UA) - Server | V1.02 | √ | √
| OPC XML Data Access - Client | V1.01 | √ | √
| OPC XML Data Access - Server | V1.01 | √ | √
| PCS 7 17) | V9.0 21) | √
|  | V8.2 |  | √
| RDP (Remote Desktop Protocol) 22), 23), 24) | version of installed operation system | √ | √
| RealVNC VNC Connect (Enterprise licensing) | V5.1.0 | √ | √
| S7-PLCSIM 17) | V14.0 | √
|  | V13.0 SP1 |  | √
|  | V13.0 |  | √
|  | V5.4 SP8 | √
|  | V5.4 SP5 Upd1 |  | √
| SIMATIC Energy Manager PRO 17) | V7.1 | √
|  | V7.0 Upd3 | √
|  | V7.0 | √ | √
| SIMATIC Information Server 17) | 2014 SP3 Upd3 25) | √
|  | 2014 SP3 Upd1 25) | √
|  | 2014 SP3 | √ 26) | √
|  | 2014 SP2 Upd3 | √ 26) | √ 27)
|  | 2014 SP2 Upd2 27) |  | √
|  | 2014 SP2 Upd1 27) |  | √
|  | 2014 SP2 27) |  | √
| SIMATIC IT | V7.0 _c |  | √
|  | V6.7 SP1 HFC3_c |  | √
|  | V6.7 SP1 HFC2_e |  | √
| SIMATIC Logon | V1.6 | √ | √
|  | V1.5 SP3 Upd3 | √
|  | V1.5 SP3 Upd2 | √ | √
|  | V1.5 SP3 Upd1 |  | √
| SIMATIC NET PC Software 17) | V14.0 SP1 | √
|  | V14.0 | √
|  | V13.0 SP2 |  | √
| SIMATIC Process Historian 17) | 2014 SP3 Upd3 25) | √
|  | 2014 SP3 Upd1 25) | √
|  | 2014 SP3 | √
|  | 2014 SP2 Upd3 | √ | √
|  | 2014 SP2 Upd2 |  | √
|  | 2014 SP2 Upd1 |  | √
|  | 2014 SP2 |  | √
| SIMATIC S7-PLCSIM Advanced | V1.0 SP1 | √
|  | V1.0 | √
| SIMATIC Virtualization as a Service (SIVaaS) | V3.1 |  | √
|  | V3.0 17) |  | √
| SINAUT ST7cc 17) | V3.1 SP4 | √ | √
|  | V3.1 SP3 | √ | √
| SINEMA Server 17) | V14.0 SP2 | √ | √
|  | V14.0 SP1 |  | √
|  | V14.0 |  | √
| STEP 7 17) | V5.6 SP2 Upd3 28) | √
|  | V5.6 SP2 Upd2 28) | √
|  | V5.6 SP2 Upd1 28) | √
|  | V5.6 SP2 28) | √
|  | V5.6 SP1 Upd6 | √
|  | V5.6 SP1 Upd5 | √
|  | V5.6 SP1 Upd2 29) | √
|  | V5.6 SP1 Upd1 29) | √
|  | V5.6 SP1 | √
|  | V5.6 Upd5 25) | √
|  | V5.6 Upd4 25), 29) | √
|  | V5.6 Upd3 29) | √
|  | V5.6 Upd2 | √
|  | V5.6 Upd1 | √
|  | V5.6 | √
|  | V5.5 SP4 Upd19 | √
|  | V5.5 SP4 Upd18 25), 29) | √
|  | V5.5 SP4 Upd17 25), 29) | √
|  | V5.5 SP4 Upd16 25), 29) | √
|  | V5.5 SP4 Upd15 29) | √
|  | V5.5 SP4 Upd14 29) | √
|  | V5.5 SP4 Upd13 29) | √ | √
|  | V5.5 SP4 Upd12 29) | √ | √
|  | V5.5 SP4 Upd11 | √ | √
|  | V5.5 SP4 Upd10 |  | √
|  | V5.5 SP4 Upd9 29) |  | √
|  | V5.5 SP4 | √ | √
|  | V5.5 SP3 | √
|  | V5.5 SP2 | √
| STEP 7 Basic (TIA Portal) 17) | V16.0 Upd1 | √
|  | V16.0 | √
|  | V15.1 Upd4 | √
|  | V15.1 Upd3 | √
|  | V15.1 Upd2 | √
|  | V15.1 Upd1 | √
|  | V15.1 | √
|  | V15.0 Upd4 | √
|  | V15.0 Upd3 | √
|  | V15.0 Upd2 | √
|  | V15.0 Upd1 | √
|  | V15.0 | √
|  | V14.0 SP1 30), 31), 32), 33), 34), 35), 36), 37) |  | √
|  | V14.0 |  | √
|  | V13.0 SP2 Upd3 | √
|  | V13.0 SP2 Upd2 | √
|  | V13.0 SP2 | √ | √
| STEP 7 Professional 17) | 2017 SR1 Upd5 | √
|  | 2017 SR1 Upd2 29) | √
|  | 2017 SR1 Upd1 29) | √
|  | 2017 SR1 | √
|  | 2017 Upd5 25) | √
|  | 2017 Upd4 25), 29) | √
|  | 2017 Upd3 29) | √
|  | 2017 Upd2 | √
|  | 2017 Upd1 | √
|  | 2017 | √
|  | 2010 SR4 | √ | √
|  | 2010 SR3 | √
|  | 2010 SR2 | √
| STEP 7 Professional (TIA Portal) 17) | V16.0 Upd1 | √
|  | V16.0 | √
|  | V15.0 Upd4 | √
|  | V15.0 Upd3 | √
|  | V15.0 Upd2 | √
|  | V15.0 Upd1 | √
|  | V15.0 | √
|  | V14.0 SP1 30), 31), 32), 33), 34), 35), 36), 37) |  | √
|  | V14.0 |  | √
|  | V13.0 SP2 |  | √
| Symantec Endpoint Protection | V12.1.6 | √ | √
|  | V12.1.5 | √ | √
|  | V12.1 | √ | √
| Symantec System Recovery | 2013 R2 SP4 | √
|  | 2013 R2 |  | √
| TeleControl Server Basic 17) | V3.1 Upd3 | √ | √
|  | V3.1 Upd1 | √ | √
|  | V3.1 | √ | √
| Trend MICRO OfficeScan 38) | V11.0 SP1 | √ | √
|  | V11.0 | √ | √
| Trend MICRO OfficeScan Client-Server Suite | V11.0 | √ | √
| Tag Simulator | WinCC Version | √ | √
| VMware ESXi | V6.5 | √
|  | V6.0 | √ | √
|  | V5.5 |  | √
| WinCC Basic (TIA Portal) 17) | V16.0 Upd1 | √
|  | V16.0 | √
|  | V15.1 Upd4 | √
|  | V15.1 Upd3 | √
|  | V15.1 Upd2 | √
|  | V15.1 Upd1 | √
|  | V15.1 | √
|  | V15.0 Upd4 | √
|  | V15.0 Upd3 | √
|  | V15.0 Upd2 | √
|  | V15.0 Upd1 | √
|  | V15.0 | √
|  | V14.0 SP1 |  | √
|  | V14.0 |  | √
|  | V13.0 SP2 |  | √
| WinCC Comfort/Advanced (TIA Portal) 17) | V16.0 Upd1 | √
|  | V16.0 | √
|  | V15.1 Upd4 | √
|  | V15.1 Upd3 | √
|  | V15.1 Upd2 | √
|  | V15.1 Upd1 | √
|  | V15.1 | √
|  | V15.0 Upd4 | √
|  | V15.0 Upd3 | √
|  | V15.0 Upd2 | √
|  | V15.0 Upd1 | √
|  | V15.0 | √
|  | V14.0 SP1 |  | √
|  | V14.0 |  | √
|  | V13.0 SP2 |  | √
| WinCC Configuration Studio | WinCC Version | √ | √
| WinCC CrossReferenceAssistant | WinCC Version | √ | √
| WinCC flexible 17) | 2008 SP5 |  | √
| WinCC OPC Server (Komponente) | V3.9 SP7 Upd3 | √
|  | V3.9 SP6 |  | √
| WinCC OPC-UA Client (Komponente) | V1.0 SP1 Upd3 | √
|  | V1.0 SP1 | √
|  | V1.0 |  | √
| WinCC OPC-UA Server (Komponente) | V1.0 SP5 Upd1 | √
|  | V1.0 SP5 | √
|  | V1.0 SP4 |  | √
| WinCC RT Advanced (TIA Portal) 17) | V16.0 Upd1 | √
|  | V16.0 | √
|  | V15.1 Upd4 | √
|  | V15.1 Upd3 | √
|  | V15.1 Upd2 | √
|  | V15.1 Upd1 | √
|  | V15.1 | √
|  | V15.0 Upd4 | √
|  | V15.0 Upd3 | √
|  | V15.0 Upd2 | √
|  | V15.0 Upd1 | √
|  | V15.0 | √
|  | V14.0 SP1 |  | √
|  | V14.0 |  | √
|  | V13.0 SP2 |  | √
| WinCC Unified Engineering (TIA Portal) 17) | V16.0 Upd1 | √
|  | V16.0 | √
| WinCC/Archive | V7.4 SP1 | √
|  | V7.4 |  | √
| WinCC/Audit | V7.4 SP1 Upd2 39) | √
|  | V7.4 SP1 Upd1 21) | √
|  | V7.4 SP1 21) | √
|  | V7.4 40) |  | √
| WinCC/Calendar Scheduler | V7.4 Upd1 8) | √
|  | V7.4 | √ 41) | √
| WinCC/ChangeControl | V7.4 SP1 Upd2 39) | √
|  | V7.4 SP1 Upd1 21) | √
|  | V7.4 SP1 21) | √
|  | V7.4 40) |  | √
| WinCC/Connectivity Pack | V7.4 SP1 Upd14 42) | √
|  | V7.4 SP1 Upd13 42) | √
|  | V7.4 SP1 Upd12 42) | √
|  | V7.4 SP1 Upd11 42) | √
|  | V7.4 SP1 Upd10 42) | √
|  | V7.4 SP1 Upd9 42) | √
|  | V7.4 SP1 Upd8 42) | √
|  | V7.4 SP1 Upd7 42) | √
|  | V7.4 SP1 Upd6 42) | √
|  | V7.4 SP1 Upd5 42) | √
|  | V7.4 SP1 Upd4 42) | √
|  | V7.4 SP1 Upd3 42) | √
|  | V7.4 SP1 Upd2 42) | √
|  | V7.4 SP1 Upd1 42) | √
|  | V7.4 SP1 | √
|  | V7.4 Upd5 42) |  | √
|  | V7.4 Upd4 42) |  | √
|  | V7.4 Upd3 42) |  | √
|  | V7.4 Upd2 42) |  | √
|  | V7.4 Upd1 42) |  | √
|  | V7.4 |  | √
| WinCC/Connectivity Station | V7.4 SP1 | √
|  | V7.4 |  | √
| WinCC/DataMonitor | V7.4 SP1 Upd14 42) | √
|  | V7.4 SP1 Upd13 42) | √
|  | V7.4 SP1 Upd12 42) | √
|  | V7.4 SP1 Upd11 42) | √
|  | V7.4 SP1 Upd10 42) | √
|  | V7.4 SP1 Upd9 42) | √
|  | V7.4 SP1 Upd8 42) | √
|  | V7.4 SP1 Upd7 42) | √
|  | V7.4 SP1 Upd6 42) | √
|  | V7.4 SP1 Upd5 42) | √
|  | V7.4 SP1 Upd4 42) | √
|  | V7.4 SP1 Upd3 42) | √
|  | V7.4 SP1 Upd2 42) | √
|  | V7.4 SP1 Upd1 42) | √
|  | V7.4 SP1 | √
|  | V7.4 Upd5 42) |  | √
|  | V7.4 Upd4 42) |  | √
|  | V7.4 Upd3 42) |  | √
|  | V7.4 Upd2 42) |  | √
|  | V7.4 Upd1 42) |  | √
|  | V7.4 |  | √
| WinCC/Event Notifier | V7.4 | √ 41) | √
| WinCC/IndustrialDataBridge | V7.4 SP1 Upd1 | √
|  | V7.4 SP1 | √
|  | V7.4 Upd1 |  | √
|  | V7.4 |  | √
| WinCC/ODK | V7.4 | √ 41) | √
| WinCC/PerformanceMonitor | V7.4 SP1 Upd1 21) | √
|  | V7.4 SP1 21) | √
|  | V7.4 |  | √
| WinCC/ProAgent | V7.4 | √ 41) | √
| WinCC/Redundancy | V7.4 SP1 | √
|  | V7.4 |  | √
| WinCC/Server | V7.4 SP1 | √
|  | V7.4 |  | √
| WinCC/SES | V7.4 | √ 41) | √ 40)
| WinCC/TELECONTROL 17) | V7.4 Upd1 | √
|  | V7.4 |  | √
| WinCC/User Archives | V7.4 SP1 | √
|  | V7.4 |  | √
| WinCC/Web Navigator (Client) 17) | V7.4 SP1 Upd14 42) | √
|  | V7.4 SP1 Upd13 42) | √
|  | V7.4 SP1 Upd12 42) | √
|  | V7.4 SP1 Upd11 42) | √
|  | V7.4 SP1 Upd10 42) | √
|  | V7.4 SP1 Upd9 42) | √
|  | V7.4 SP1 Upd8 42) | √
|  | V7.4 SP1 Upd7 42) | √
|  | V7.4 SP1 Upd6 42) | √
|  | V7.4 SP1 Upd5 42) | √
|  | V7.4 SP1 Upd4 42) | √
|  | V7.4 SP1 Upd3 42) | √
|  | V7.4 SP1 Upd2 42) | √
|  | V7.4 SP1 Upd1 42) | √
|  | V7.4 SP1 | √
|  | V7.4 Upd5 42) |  | √
|  | V7.4 Upd4 42) |  | √
|  | V7.4 Upd3 42) |  | √
|  | V7.4 Upd2 42) |  | √
|  | V7.4 Upd1 42) |  | √
|  | V7.4 |  | √
| WinCC/Web Navigator (Server) 17) | V7.4 SP1 Upd14 42) | √
|  | V7.4 SP1 Upd13 42) | √
|  | V7.4 SP1 Upd12 42) | √
|  | V7.4 SP1 Upd11 42) | √
|  | V7.4 SP1 Upd10 42) | √
|  | V7.4 SP1 Upd9 42) | √
|  | V7.4 SP1 Upd8 42) | √
|  | V7.4 SP1 Upd7 42) | √
|  | V7.4 SP1 Upd6 42) | √
|  | V7.4 SP1 Upd5 42) | √
|  | V7.4 SP1 Upd4 42) | √
|  | V7.4 SP1 Upd3 42) | √
|  | V7.4 SP1 Upd2 42) | √
|  | V7.4 SP1 Upd1 42) | √
|  | V7.4 SP1 | √
|  | V7.4 Upd5 42) |  | √
|  | V7.4 Upd4 42) |  | √
|  | V7.4 Upd3 42) |  | √
|  | V7.4 Upd2 42) |  | √
|  | V7.4 Upd1 42) |  | √
|  | V7.4 |  | √
| WinCC/WebUX | V7.4 SP1 Upd1 | √
|  | V7.4 SP1 | √
|  | V7.4 |  | √
Note: You can find the foot notes on the excel sheet "SW - Footnotes".

## SW - Footnotes
Footnotes on WinCC V7.4 for software (Data status 2020-07-30)
Please also observe the general notes (see PDF)
1) | SIMATIC NET cannot be installed when operating WinCC on the same PC as the S7-1500 Software Controller.
2) | At least STEP 7 V5.5 SP4 Upd9 has to be installed.
3) | When you use a maximum of three clients, you can operate a WinCC runtime server also in Windows 7. The WinCC ServiceMode is not released for this configuration.
4) | Microsoft Windows 8.1 is not approved for integrated operation in the SIMATIC Manager. If you use STEP 7 and the SIMATIC Manager, please use the approved version of Windows 7 or Windows Server 2008 R2.
5) | When you use a maximum of three clients, you can operate a WinCC runtime server also in Windows 8.1. The WinCC ServiceMode is not released for this configuration.
6) | When you use a maximum of three clients, you can operate a WinCC runtime server also in Windows 10. The WinCC ServiceMode is not released for this configuration.
7) | Read also the contribution 18752994.
Links:
_18752994
8) | WinCC V7.4 SP1 Upd11 must be installed as a minimum.
9) | WinCC V7.4 SP1 Upd9 must be installed as a minimum.
10) | WinCC V7.4 SP1 Upd7 must be installed as a minimum.
11) | WinCC V7.4 SP1 Upd5 must be installed as a minimum.
12) | If an upgrade to the Fall Creators Update took place, at least operating system build 16299.64 needs to be installed.
13) | Microsoft Windows 10 is not approved for integrated operation in the SIMATIC Manager. If you use STEP 7 and the SIMATIC Manager, please use the approved version of Windows 7 or Windows Server 2008 R2.
14) | Please also note entry 109482899.
Links:
_109482899
15) | The operating system is only released in combination with SIMATIC IPC 4x7D and SIMATIC IPC 4x7E.
16) | Microsoft Windows Server 2012 R2 is not approved for integrated operation in the SIMATIC Manager. If you use STEP 7 and the SIMATIC Manager, please use the approved version of Windows Server 2008 R2.
17) | Note operating system compatibility (see other spreadsheets)
18) | Download the latest release of the Java Runtime Environment variant that suits your operating system (32-bit, at least JRE8). http://www.oracle.com/technetwork/java/javase/downloads/jre8-downloads-2133155.html
Links:
_http://www.oracle.com/technetwork/java/javase/downloads/jre8-downloads-2133155.html
19) | Java SE Runtime is only required with WinCC V7.4 for OPC UA configuration. With WinCC V7.4 SP1 or higher, the installation is no longer necessary but has no adverse effects either.
20) | Not approved in combination with Windows 10.
21) | WinCC V7.4 SP1 Upd1 or higher must be installed.
22) | Use of RDP only via console session.
23) | The use of Remote Desktop Protocol (RDP) is only allowed if the WinCC server or the standalone system runs in WinCC ServiceMode.
24) | Only specific WinCC scenarios have been tested, and approved for access via RDP. For more detailed information please refer to the WinCC documentation.
25) | WinCC V7.4 SP1 Upd6 must be installed as a minimum.
26) | WinCC and the SIMATIC Information Server can be installed on the local computer or on a separate computer. For local installation, please note the information in entry ID 109748195
Links:
_109748195
27) | "WinCC and the SIMATIC Information Server can be installed on the local computer or on a separate computer."
28) | Es muss mindestens WinCC V7.4 SP1 Upd14 installiert sein.
29) | This update is not available in the Industry Online Support. You can, however, obtain it upon request from the customer support. http://support.industry.siemens.com/My/ww/en/requests
Links:
_http://support.industry.siemens.com/My/ww/en/requests
30) | Including all Security Updates up to Microsoft Security Bulletin Summary of February (up to MS17-Feb).
31) | From Update 1 - Including all Security Updates up to Microsoft Security Bulletin Summary of February (up to MS17-April).
32) | From Update 2 - Including all Security Updates up to Microsoft Security Bulletin Summary of February (up to MS17-June).
33) | From Update 3 - Including all Security Updates up to Microsoft Security Bulletin Summary of February (up to MS17-August).
34) | From Update 4 - Including all Security Updates up to Microsoft Security Bulletin Summary of February (up to MS17-October).
35) | From Update 5 - Including all Security Updates up to Microsoft Security Bulletin Summary of February (up to MS18-January).
36) | As of Update 6 - includes all security updates up to the Microsoft Security Bulletin Summary from February (to MS18-May).
37) | As of Update 7 - includes all security updates up to the Microsoft Security Bulletin Summary from February (to MS18-November).
38) | For WinCC only the "Corporate Edition" of the Trend Micro OfficeScan virus scanner is approved.
39) | WinCC V7.4 SP1 Upd11 must be installed as a minimum.
40) | At least WinCC V7.4 Upd1 has to be installed.
41) | This WinCC option is not released for use with Microsoft Windows Server 2016 Standard (64-Bit).
42) | In order to be able to use the WinCC option the respective WinCC update has to be installed.
Footnotes on Operating system tab of AS-OS Engineering (Data status 2019-11-19)
50) | Operating system variant only released in combination with WinCC.
Footnotes on Operating system tab of CPU 1507S (Data status 2019-08-06)
51) | Windows 7 (64-bit) must be installed in the Legacy boot mode
52) | Windows 10 (64-bit) must be installed in the Legacy boot mode
53) | Windows 10 is only supported on SIMATIC IPC427E, IPC477E and IPC847D.
Footnotes on Operating system tab of CPU 1507S F (Data status 2019-08-06)
54) | Windows 7 (64-bit) must be installed in the Legacy boot mode
55) | SIMATIC S7-1500 Software Controller generally supports Windows 7 Ultimate, but not on IPC4x7E.
56) | Windows 10 (64-bit) must be installed in the Legacy boot mode
57) | Windows 10 is only supported on SIMATIC IPC427E, IPC477E and IPC847D.
Footnotes on Operating system tab of CPU 1508S (Data status 2019-08-06)
58) | Windows 7 (64-bit) must be installed in the Legacy boot mode
59) | Windows 10 (64-bit) must be installed in the Legacy boot mode
Footnotes on Operating system tab of CPU 1508S F (Data status 2019-08-06)
60) | Windows 7 (64-bit) must be installed in the Legacy boot mode
61) | Windows 10 (64-bit) must be installed in the Legacy boot mode
Footnotes on Operating system tab of Migrationtool (TIA Portal) (Data status 2019-11-19)
62) | Only released for the Basic Edition.
Footnotes on Operating system tab of PCS 7 (Data status 2019-10-22)
63) | only with English Windows settings
64) | For Windows 10, Microsoft offered a LTSB (Long Term Servicing Branch). Meanwhile the LTSB became the LTSC (Long Term Servicing Channel).
65) | Only approved for OS Single Station, OS Client, Web Server, Web Client, Information Server, SIMATIC BATCH Client, SIMATIC Route Control Client, OpenPCS 7 Standalone, OpenPCS 7 with OS Client and OpenPCS 7 OS Single Station
66) | When using a redundant, high availability terminal bus, note the following entry 109739786
Links:
_109739786
67) | If you are using two network cards of which one has been configured with a default gateway address and one without, the following problem can occur: The Ethernet card without default gateway address can abort the establishment of a connection to a communication parter through the IP protocol after several failed attempts (because the communication partner is currently not available). The communication will then remain unavailable until the ARP cache is cleared. It is therefore recommended to operate Windows 10 PC with one network card only.
68) | based on Microsoft Windows Server
69) | STEP V5.5 SP4 Upd10 is required for using on an Engineering System (ES), entry ID 109737941
Links:
_109737941
Footnotes on Operating system tab of SIMATIC NET PC Software (Data status 2019-09-04)
70) | At least Windows 10 Version 1607 has to be installed.
71) | SOFTNET-IE RNA is not yet approved for Windows 10.
72) | Approved fopr Version 1511, Build 10586.36 and higher
73) | At least Windows 10 LTSB Version 1607 has to be installed.
74) | Please also note entry 63097623.
Links:
_63097623
75) | At least Windows 10 LTSB Version 1507 has to be installed.
76) | KB3156387 has to be installed.
Footnotes on Operating system tab of SINAUT ST7cc (Data status 2019-11-19)
77) | If Windows Server 2012 is installed on the ST7cc PC (runtime system), a separate configuration PC with a STEP 7-compatible operating system has to be used, see STEP 7 compatibility statements.
Footnotes on Operating system tab of STEP 7 (Data status 2020-07-27)
78) | Es muss mindestens STEP 7 V5.6 SP2 Upd3 installiert sein.
79) | STEP 7 V5.6 SP1 Upd1 must be installed as a minimum.
Footnotes on Operating system tab of STEP 7 Basic (TIA Portal) (Data status 2020-07-27)
80) | The operating system is not approved as host operating system for virtualization platforms.
81) | Es muss mindestens STEP 7 V16.0 Upd1 installiert sein.
82) | Es muss mindestens STEP 7 V15.1 Upd4 installiert sein.
83) | Es muss mindestens STEP 7 V13.0 SP2 Upd3 installiert sein.
84) | STEP 7 V15.0 Upd4 must be installed as a minimum.
85) | STEP 7 V14.0 SP1 Upd7 must be installed as a minimum.
Footnotes on Operating system tab of STEP 7 Professional (Data status 2019-10-11)
86) | STEP 7 Professional 2017 SR1 Upd1 must be installed as a minimum.
Footnotes on Operating system tab of STEP 7 Professional (TIA Portal) (Data status 2020-07-22)
87) | The operating system is not approved as host operating system for virtualization platforms.
88) | Es muss mindestens STEP 7 V16.0 Upd1 installiert sein.
89) | Es muss mindestens STEP 7 V13.0 SP2 Upd3 installiert sein.
90) | STEP 7 V15.0 Upd4 must be installed as a minimum.
91) | STEP 7 V14.0 SP1 Upd7 must be installed as a minimum.
Footnotes on Operating system tab of WinCC Basic (TIA Portal) (Data status 2020-09-08)
92) | The operating system is not approved as host operating system for virtualization platforms.
93) | Es muss mindestens WinCC Basic (TIA Portal) V16 Upd1 installiert sein.
94) | Es muss mindestens WinCC Basic (TIA Portal) V15.1 Upd4 installiert sein.
95) | Es muss mindestens WinCC Basic (TIA Portal) V13.0 SP2 Upd3 installiert sein.
96) | WinCC V15.0 Upd4 must be installed as a minimum.
97) | WinCC V14.0 SP1 Upd7 must be installed as a minimum.
Footnotes on Operating system tab of WinCC Comfort/Advanced (TIA Portal) (Data status 2020-09-08)
98) | The operating system is not approved as host operating system for virtualization platforms.
99) | Es muss mindestens WinCC Comfort/Advanced (TIA Portal) V16 Upd1 installiert sein.
100) | Es muss mindestens WinCC Comfort/Advanced (TIA Portal) V15.1 Upd4 installiert sein.
101) | Es muss mindestens WinCC Comfort/Advanced (TIA Portal) V13.0 SP2 Upd3 installiert sein.
102) | WinCC V15.0 Upd4 must be installed as a minimum.
103) | WinCC V14.0 SP1 Upd7 must be installed as a minimum.
Footnotes on Operating system tab of WinCC RT Advanced (TIA Portal) (Data status 2020-09-08)
104) | The operating system is not approved as host operating system for virtualization platforms.
105) | Es muss mindestens WinCC RT Advanced (TIA Portal) V16.0 Upd1 installiert sein.
106) | Es muss mindestens WinCC RT Advanced (TIA Portal) V15.1 Upd4 installiert sein.
107) | Es muss mindestens WinCC RT Advanced (TIA Portal) V13.0 SP2 Upd3 installiert sein.
108) | To install WinCC Runtime on Windows 10 or Windows Server 2016, the full installation DVD or an OnlineSoftwareDelivery must be ordered. Installation via download is not possible.
109) | WinCC V15.0 Upd4 must be installed as a minimum.
110) | WinCC V14.0 SP1 Upd7 must be installed as a minimum.
111) | Es muss mindestens WinCC RT Advanced (TIA Portal) V15.1 Upd4 installiert sein.
112) | The Windows operating system is only released together with a SIMATIC IPC.
Footnotes on Operating system tab of WinCC Unified Engineering (TIA Portal) (Data status 2020-08-24)
113) | The operating system is not approved as host operating system for virtualization platforms.
Footnotes on Operating system tab of WinCC/Web Navigator (Client) (Data status 2020-03-19)
114) | Please also note entry 109482899.
Links:
_109482899
115) | The operating system is only released in combination with SIMATIC IPC 4x7D and SIMATIC IPC 4x7E.
116) | The operating system is only approved in combination with Panel PC 477E and IPC 427E.
Footnotes on Operating system tab of WinCC/Web Navigator (Server) (Data status 2020-03-19)
117) | This operating system is approved on a WinCC/Web Navigator Server only for a WinCC standalone system.
118) | Please also note entry 109482899.
Links:
_109482899

## HW - WinCC V7.4
Compatibility list for WinCC V7.4 for hardware (Data status 2020-07-30)
|  |  | WinCC | WinCC
|  |  | V7.4 SP1 43) | V7.4 44)
| SITOP BAT8600 LiFePO4 45) | 6EP4143-8JB00-0XY0 / E: PS 1 / V1.4 | √ | √
| SITOP BAT8600 Pb 45) | 6EP4145-8GB00-0XY0 / E: PS 1 / V1.4 | √ | √
| SITOP BUF8600 4S/40A | 6EP4293-8HB00-0XY0 / E: PS 1 / V1.4 46) | √ | √
|  | 6EP4293-8HB00-0XY0 / E: PS 1 / V1.3 46) | √ | √
|  | 6EP4293-8HB00-0XY0 / E: PS 1 / V1.2 | √ | √
|  | 6EP4293-8HB00-0XY0 / E: PS 1 / V1.1 | √ | √
| SITOP BUF8600 10S/40A | 6EP4295-8HB00-0XY0 / E: PS 1 / V1.4 47) | √ | √
|  | 6EP4295-8HB00-0XY0 / E: PS 1 / V1.3 47) | √ | √
|  | 6EP4295-8HB00-0XY0 / E: PS 1 / V1.2 | √ | √
|  | 6EP4295-8HB00-0XY0 / E: PS 1 / V1.1 | √ | √
| SITOP BUF8600 100MS/40A | 6EP4297-8HB00-0XY0 / E: PS 1 / V1.4 47) | √ | √
|  | 6EP4297-8HB00-0XY0 / E: PS 1 / V1.3 47) | √ | √
|  | 6EP4297-8HB00-0XY0 / E: PS 1 / V1.2 47) | √ | √
|  | 6EP4297-8HB00-0XY0 / E: PS 1 / V1.1 | √ | √
|  | 6EP4297-8HB00-0XY0 / E: PS 1 / V1.0 | √ | √
| SITOP BUF8600 300MS/40A | 6EP4297-8HB10-0XY0 / E: PS 1 / V1.4 47) | √ | √
|  | 6EP4297-8HB10-0XY0 / E: PS 1 / V1.3 47) | √ | √
|  | 6EP4297-8HB10-0XY0 / E: PS 1 / V1.2 47) | √ | √
|  | 6EP4297-8HB10-0XY0 / E: PS 1 / V1.1 | √ | √
|  | 6EP4297-8HB10-0XY0 / E: PS 1 / V1.0 | √ | √
| SITOP CNX8600 4X5A | 6EP4436-8XB00-0CY0 / E: PS 2 / V1.4 47) | √ | √
|  | 6EP4436-8XB00-0CY0 / E: PS 1 / V1.4 47) |  | √
|  | 6EP4436-8XB00-0CY0 / E: PS 2 / V1.3 47) | √ | √
|  | 6EP4436-8XB00-0CY0 / E: PS 1 / V1.3 47) | √ | √
|  | 6EP4436-8XB00-0CY0 / E: PS 2 / V1.2 47) | √ | √
|  | 6EP4436-8XB00-0CY0 / E: PS 1 / V1.2 47) | √ | √
|  | 6EP4436-8XB00-0CY0 / E: PS 2 / V1.1 | √ | √
|  | 6EP4436-8XB00-0CY0 / E: PS 1 / V1.1 | √ | √
|  | 6EP4436-8XB00-0CY0 / E: PS 1 / V1.0 |  | √
| SITOP CNX8600 4X10A | 6EP4437-8XB00-0CY0 / E: PS 2 / V1.4 47) | √ | √
|  | 6EP4437-8XB00-0CY0 / E: PS 2 / V1.3 47) | √ | √
|  | 6EP4437-8XB00-0CY0 / E: PS 1 / V1.3 47) | √ | √
|  | 6EP4437-8XB00-0CY0 / E: PS 2 / V1.2 47) | √ | √
|  | 6EP4437-8XB00-0CY0 / E: PS 1 / V1.2 47) | √ | √
|  | 6EP4437-8XB00-0CY0 / E: PS 2 / V1.1 | √ | √
|  | 6EP4437-8XB00-0CY0 / E: PS 1 / V1.1 | √ | √
|  | 6EP4437-8XB00-0CY0 / E: PS 1 / V1.0 | √ | √
| SITOP CNX8600 8X2,5A | 6EP4437-8XB00-0CY0 / E: PS 1 / V1.4 48) | √ | √
|  | 6EP4437-8XB00-0CY0 / E: PS 1 / V1.3 | √ | √
| SITOP PSU8600 20A PN | 6EP3436-8SB00-2AY0 / E: PS 1 / V1.4 47) | √ | √
|  | 6EP3436-8SB00-2AY0 / E: PS 1 / V1.3 47) | √ | √
|  | 6EP3436-8SB00-2AY0 / E: PS 1 / V1.2 47) | √ | √
|  | 6EP3436-8SB00-2AY0 / E: PS 1 / V1.1 | √ | √
| SITOP PSU8600 20A/4X5A PN | 6EP3436-8MB00-2CY0 / E: PS 1 / V1.4 47) | √ | √
|  | 6EP3436-8MB00-2CY0 / E: PS 1 / V1.3 47) | √ | √
|  | 6EP3436-8MB00-2CY0 / E: PS 1 / V1.2 47) | √ | √
|  | 6EP3436-8MB00-2CY0 / E: PS 1 / V1.1 | √ | √
| SITOP PSU8600 40A PN | 6EP3437-8SB00-2AY0 / E: PS 1 / V1.4 47) | √ | √
|  | 6EP3437-8SB00-2AY0 / E: PS 1 / V1.3 47) | √ | √
|  | 6EP3437-8SB00-2AY0 / E: PS 1 / V1.2 47) | √ | √
|  | 6EP3437-8SB00-2AY0 / E: PS 1 / V1.1 | √ | √
| SITOP PSU8600 40A/4X10A PN | 6EP3437-8MB00-2CY0 / E: PS 2 / V1.4 47) | √ | √
|  | 6EP3437-8MB00-2CY0 / E: PS 2 / V1.3 47) | √ | √
|  | 6EP3437-8MB00-2CY0 / E: PS 2 / V1.2 46) | √ | √
|  | 6EP3437-8MB00-2CY0 / E: PS 1 / V1.2 46) | √ | √
|  | 6EP3437-8MB00-2CY0 / E: PS 2 / V1.1 47) | √ | √
|  | 6EP3437-8MB00-2CY0 / E: PS 1 / V1.1 49) | √ | √
|  | 6EP3437-8MB00-2CY0 / E: PS 1 / V1.0 49) | √ | √
| SITOP UPS8600 | 6EP4197-8AB00-0XY0 / E: PS 1 / V1.4 | √ | √
Note: You can find the foot notes on the excel sheet "HW - Footnotes".

## HW - Footnotes
Footnotes on WinCC V7.4 for hardware (Data status 2020-07-30)
Please also observe the general notes (see PDF)
43) | SIMATIC NET cannot be installed when operating WinCC on the same PC as the S7-1500 Software Controller.
44) | At least STEP 7 V5.5 SP4 Upd9 has to be installed.
45) | Module can only be used in conjunction with SITOP UPS8600.
46) | Firmware downgrade to V1.2 possible
47) | Firmware downgrade to V1.1 possible
48) | Firmware downgrade to V1.3 possible
49) | Firmware update up to V1.2 possible

## AS-OS Engineering
Operating systems compatibilities for AS-OS Engineering (Data status 2019-11-19)
AS-OS Engineering
V8.2
| Microsoft Windows 7 | Ultimate (64-Bit) SP1 | √
|  | Ultimate (64-Bit) | √
|  | Ultimate (32-Bit) SP1 | √
|  | Professional (64-Bit) SP1 | √
|  | Professional (64-Bit) | √
|  | Professional (32-Bit) SP1 | √
|  | Enterprise (64-Bit) SP1 | √
|  | Enterprise (64-Bit) | √
|  | Enterprise (32-Bit) SP1 | √
| Microsoft Windows 8 | Ultimate (64-Bit) | x
|  | Ultimate (32-Bit) | x
|  | Pro (64-Bit) | x
|  | Pro (32-Bit) | x
|  | Enterprise (64-Bit) | x
|  | Enterprise (32-Bit) | x
| Microsoft Windows 8.1 | Pro (64-Bit) Upd1 | x
|  | Pro (64-Bit) | x
|  | Pro (32-Bit) | x
|  | Enterprise (64-Bit) | x
|  | Enterprise (32-Bit) | x
|  | - (64-Bit) | x
|  | - (32-Bit) | x
| Microsoft Windows 10 50) | Pro Version 1607 (64-Bit) | √
|  | Enterprise Version 1607 (64-Bit) | √
|  | Enterprise LTSC 2015 Version 1507 (64-Bit) | √
| Microsoft Windows 2000 | Professional SP4 | x
| Microsoft Windows Server | 2016 Standard (64-Bit) 50) | √
|  | 2012 R2 Standard Edition (64-Bit) 50) | √
|  | 2008 R2 Standard Edition (64-Bit) SP1 | √
|  | 2008 R2 Standard Edition (64-Bit) | √
|  | 2003 Standard Edition (32-Bit) SP2 | x
|  | 2003 Standard Edition (32-Bit) SP1 | x
|  | 2003 Standard Edition (32-Bit) | x
|  | 2003 R2 Standard Edition (32-Bit) SP2 | √
|  | 2003 R2 Standard Edition (32-Bit) SP1 | x
| Microsoft Windows Vista | Ultimate (32-Bit) SP1 | x
|  | Ultimate (32-Bit) | x
|  | Business (32-Bit) SP1 | x
|  | Business (32-Bit) | x
| Microsoft Windows XP | Professional (32-Bit) SP2 | x
|  | Professional (32-Bit) SP1a | x
|  | Professional (32-Bit) SP1 | x
Note: You can find the foot notes on the excel sheet "SW - Footnotes".

## CPU 1507S
Operating systems compatibilities for CPU 1507S (Data status 2019-08-06)
|  |  | CPU 1507S | CPU 1507S | CPU 1507S | CPU 1507S
|  |  | V2.7 | V2.6 | V2.5 | V2.1
| Microsoft Windows 7 | Ultimate (64-Bit) SP1 | √ 51) | √ 51) | √ | √
|  | Ultimate (64-Bit) | √ 51) | √ 51) | √ | √
|  | Ultimate (32-Bit) SP1 | √ | √ | √ | √
|  | Ultimate (32-Bit) | √ | √ | √ | √
| Microsoft Windows 10 | Enterprise LTSC 2016 Version 1607 (64-Bit) | √ 52) | √ 52) | √ 53)
| Microsoft Windows Embedded | Standard 7 P (64-Bit) | √ | √ | √ | √
|  | Standard 7 P (32-Bit) | √ | √ | √ | √
|  | Standard 7 E (64-Bit) | √ | √ | √ | √
|  | Standard 7 E (32-Bit) | √ | √ | √ | √
Note: You can find the foot notes on the excel sheet "SW - Footnotes".

## CPU 1507S F
Operating systems compatibilities for CPU 1507S F (Data status 2019-08-06)
|  |  | CPU 1507S F | CPU 1507S F | CPU 1507S F | CPU 1507S F
|  |  | V2.7 | V2.6 | V2.5 | V2.1
| Microsoft Windows 7 | Ultimate (64-Bit) SP1 | √ 54) | √ 54) | √ | √ 55)
|  | Ultimate (64-Bit) | √ 54) | √ 54) | √ | √ 55)
|  | Ultimate (32-Bit) SP1 | √ | √ | √ | √ 55)
|  | Ultimate (32-Bit) | √ | √ | √ | √ 55)
| Microsoft Windows 10 | Enterprise LTSC 2016 Version 1607 (64-Bit) | √ 56) | √ 56) | √ 57)
| Microsoft Windows Embedded | Standard 7 P (64-Bit) | √ | √ | √ | √
|  | Standard 7 P (32-Bit) | √ | √ | √ | √
|  | Standard 7 E (64-Bit) | √ | √ | √ | √
|  | Standard 7 E (32-Bit) | √ | √ | √ | √
Note: You can find the foot notes on the excel sheet "SW - Footnotes".

## CPU 1508S
Operating systems compatibilities for CPU 1508S (Data status 2019-08-06)
|  |  | CPU 1508S | CPU 1508S
|  |  | V2.7 | V2.6
| Microsoft Windows 7 | Ultimate (64-Bit) SP1 58) | √ | √
|  | Ultimate (64-Bit) 58) | √ | √
|  | Ultimate (32-Bit) SP1 | √ | √
| Microsoft Windows 10 59) | Enterprise LTSC 2016 Version 1607 (64-Bit) | √ | √
Note: You can find the foot notes on the excel sheet "SW - Footnotes".

## CPU 1508S F
Operating systems compatibilities for CPU 1508S F (Data status 2019-08-06)
|  |  | CPU 1508S F | CPU 1508S F
|  |  | V2.7 | V2.6
| Microsoft Windows 7 | Ultimate (64-Bit) SP1 60) | √ | √
|  | Ultimate (64-Bit) 60) | √ | √
|  | Ultimate (32-Bit) SP1 | √ | √
| Microsoft Windows 10 61) | Enterprise LTSC 2016 Version 1607 (64-Bit) | √ | √
Note: You can find the foot notes on the excel sheet "SW - Footnotes".

## Migrationtool (TIA Portal)
Operating systems compatibilities for Migrationtool (TIA Portal) (Data status 2019-11-19)
|  |  | Migrationtool (TIA Portal) | Migrationtool (TIA Portal) | Migrationtool (TIA Portal) | Migrationtool (TIA Portal)
|  |  | V15.0 Upd1 | V15.0 | V14.0 SP1 Upd2 | V14.0 SP1
| Microsoft Windows 7 | Ultimate (64-Bit) SP1 | √ | √ | √ | √
|  | Professional (64-Bit) SP1 | √ | √ | √ | √
|  | Home Premium (64-Bit) SP1 | √ 62) | √ 62) | √ | √
|  | Enterprise (64-Bit) SP1 | √ | √ | √ | √
| Microsoft Windows 8.1 | Pro (64-Bit) |  |  | √ | √
|  | Enterprise (64-Bit) |  |  | √ | √
|  | - (64-Bit) |  |  | √ | √
| Microsoft Windows 10 | Pro Version 1703 (64-Bit) | √ | √
|  | Pro Version 1607 (64-Bit) |  |  | √ | √
|  | Home Version 1703 (64-Bit) 62) | √ | √
|  | Home Version 1607 (64-Bit) |  |  | √ | √
|  | Enterprise Version 1703 (64-Bit) | √ | √
|  | Enterprise Version 1607 (64-Bit) |  |  | √ | √
|  | Enterprise LTSC 2016 Version 1607 (64-Bit) | √ | √ | √ | √
|  | Enterprise LTSC 2015 Version 1507 (64-Bit) | √ | √ | √ | √
| Microsoft Windows Server | 2016 Standard (64-Bit) | √ | √ | √ | √
|  | 2012 R2 Standard Edition (64-Bit) | √ | √ | √ | √
|  | 2008 R2 Standard Edition (64-Bit) SP1 |  |  | √ | √
Note: You can find the foot notes on the excel sheet "SW - Footnotes".

## PCS 7
Operating systems compatibilities for PCS 7 (Data status 2019-10-22)
|  |  | PCS 7 | PCS 7
|  |  | V9.0 | V8.2
| Microsoft Windows 7 | Ultimate (64-Bit) SP1 | √ | √
|  | Ultimate (32-Bit) SP1 | √ | √
|  | Professional (64-Bit) SP1 63) | √ | √
|  | Enterprise (64-Bit) SP1 | √ | √
|  | Enterprise (32-Bit) SP1 | √ | √
| Microsoft Windows 10 64) | Enterprise LTSC 2015 (64-Bit) | √ | √ 65), 66), 67)
| Microsoft Windows Domain Controller 68) | 2012 R2 Standard Edition (64-Bit) | √
| Microsoft Windows Server | 2012 R2 Standard Edition (64-Bit) Upd 69) |  | √
|  | 2012 R2 Standard Edition (64-Bit) | √
|  | 2008 R2 Standard Edition (64-Bit) SP1 |  | √
Note: You can find the foot notes on the excel sheet "SW - Footnotes".

## S7-PLCSIM
Operating systems compatibilities for S7-PLCSIM (Data status 2020-07-27)
|  |  | S7-PLCSIM | S7-PLCSIM | S7-PLCSIM | S7-PLCSIM | S7-PLCSIM
|  |  | V14.0 | V13.0 SP1 | V13.0 | V5.4 SP8 | V5.4 SP5 Upd1
| Microsoft Windows 7 | Ultimate (64-Bit) SP1 | √ | √ | √ | √ | √
|  | Ultimate (64-Bit) |  |  |  | √ | √
|  | Ultimate (32-Bit) SP1 |  | √ | √ | √ | √
|  | Ultimate (32-Bit) |  |  |  | √ | √
|  | Professional (64-Bit) SP1 | √ | √ | √ | √ | √
|  | Professional (64-Bit) |  |  |  | √ | √
|  | Professional (32-Bit) SP1 |  | √ | √ | √ | √
|  | Professional (32-Bit) |  |  |  | √ | √
|  | Home Premium (64-Bit) SP1 | √ | √ | √
|  | Home Premium (32-Bit) SP1 |  | √ | √
|  | Enterprise (64-Bit) SP1 | √ | √ | √ | √
|  | Enterprise (64-Bit) |  |  |  | √
|  | Enterprise (32-Bit) SP1 |  | √ | √ | √
|  | Enterprise (32-Bit) |  |  |  | √
| Microsoft Windows 8.1 | Pro (64-Bit) | √ | √ | √ | √
|  | Pro (32-Bit) |  |  |  | √
|  | Enterprise (64-Bit) | √ | √ | √ | √
|  | Enterprise (32-Bit) |  |  |  | √
|  | - (64-Bit) | √ | √ | √
| Microsoft Windows 10 | Pro Version 2004 (64-Bit) |  |  |  | √
|  | Pro Version 1909 (64-Bit) |  |  |  | √
|  | Pro Version 1903 (64-Bit) |  |  |  | √
|  | Pro Version 1607 (64-Bit) |  |  |  | √
|  | Pro (64-Bit) |  |  |  | √
|  | Enterprise Version 2004 (64-Bit) |  |  |  | √
|  | Enterprise Version 1909 (64-Bit) |  |  |  | √
|  | Enterprise Version 1903 (64-Bit) |  |  |  | √
|  | Enterprise LTSC 2019 Version 1809 (64-Bit) |  |  |  | √
|  | Enterprise (64-Bit) |  |  |  | √
| Microsoft Windows Server | 2019 Standard Version 2004 (64-Bit) |  |  |  | √
|  | 2019 Standard Edition (64-Bit) |  |  |  | √
|  | 2016 Standard Version 1909 (64-Bit) |  |  |  | √
|  | 2016 Standard Version 1903 (64-Bit) |  |  |  | √
|  | 2016 Standard (64-Bit) |  |  |  | √
|  | 2012 R2 Standard Edition (64-Bit) | √ | √ | √ | √
|  | 2008 R2 Standard Edition (64-Bit) SP1 | √ | √ | √ | √ | √
|  | 2008 R2 Standard Edition (64-Bit) |  |  |  | √ | √
|  | 2003 Standard Edition (32-Bit) SP2 |  |  |  |  | √
|  | 2003 R2 Standard Edition (32-Bit) SP2 |  |  |  |  | √
| Microsoft Windows XP | Professional (32-Bit) SP3 |  |  |  |  | √
|  | Professional (32-Bit) SP2 |  |  |  |  | √
Note: You can find the foot notes on the excel sheet "SW - Footnotes".

## SIMATIC Energy Manager PRO
Operating systems compatibilities for SIMATIC Energy Manager PRO (Data status 2019-05-13)
|  |  | SIMATIC Energy Manager PRO | SIMATIC Energy Manager PRO | SIMATIC Energy Manager PRO
|  |  | V7.1 | V7.0 Upd3 | V7.0
| Microsoft Windows 7 | Ultimate (64-Bit) SP1 | √ | √ | √
|  | Professional (64-Bit) SP1 | √ | √ | √
| Microsoft Windows 8.1 | Pro (64-Bit) | √ | √ | √
|  | Enterprise (64-Bit) | √ | √ | √
| Microsoft Windows 10 | Pro Version 1803 (64-Bit) | √
|  | Pro Version 1709 (64-Bit) | √
|  | Pro (64-Bit) | √ | √ | √
|  | Enterprise Version 1803 (64-Bit) | √
|  | Enterprise Version 1709 (64-Bit) | √
|  | Enterprise (64-Bit) | √ | √ | √
| Microsoft Windows Server | 2016 Standard Version 1803 (64-Bit) | √
|  | 2016 Standard Version 1709 (64-Bit) | √
|  | 2016 Standard (64-Bit) | √
|  | 2012 R2 Standard Edition (64-Bit) | √ | √ | √
|  | 2012 R2 Enterprise Edition (64-Bit) | √ | √ | √
|  | 2008 R2 Standard Edition (64-Bit) SP1 | √ | √ | √
|  | 2008 R2 Standard Edition (64-Bit) | √ | √ | √
|  | 2008 R2 Enterprise Edition (64-Bit) SP1 | √ | √ | √
|  | 2008 R2 Enterprise Edition (64-Bit) | √ | √ | √
Note: You can find the foot notes on the excel sheet "SW - Footnotes".

## SIMATIC Information Server
Operating systems compatibilities for SIMATIC Information Server (Data status 2019-04-25)
|  |  | SIMATIC Information Server | SIMATIC Information Server | SIMATIC Information Server | SIMATIC Information Server | SIMATIC Information Server | SIMATIC Information Server | SIMATIC Information Server
|  |  | 2014 SP3 Upd3 | 2014 SP3 Upd1 | 2014 SP3 | 2014 SP2 Upd3 | 2014 SP2 Upd2 | 2014 SP2 Upd1 | 2014 SP2
| Microsoft Windows 7 | Ultimate (64-Bit) SP1 | √ | √ | √ | √ | √ | √ | √
|  | Ultimate (32-Bit) SP1 | √ | √ | √ | √ | √ | √ | √
|  | Professional (64-Bit) SP1 | √ | √ | √ | √ | √ | √ | √
|  | Professional (32-Bit) SP1 | √ | √ | √ | √ | √ | √ | √
|  | Enterprise (64-Bit) SP1 | √ | √ | √ | √ | √ | √ | √
|  | Enterprise (32-Bit) SP1 | √ | √ | √ | √ | √ | √ | √
| Microsoft Windows 8.1 | Pro (64-Bit) | √ | √ | √ | √ | √ | √ | √
|  | Pro (32-Bit) | √ | √ | √ | √ | √ | √ | √
|  | Enterprise (64-Bit) | √ | √ | √ | √ | √ | √ | √
|  | Enterprise (32-Bit) | √ | √ | √ | √ | √ | √ | √
| Microsoft Windows 10 | Pro (64-Bit) | √ | √ | √ | √ | √ | √ | √
|  | Enterprise (64-Bit) | √ | √ | √ | √ | √ | √ | √
| Microsoft Windows Server | 2016 Standard (64-Bit) | √ | √ | √
|  | 2012 R2 Standard Edition (64-Bit) | √ | √ | √ | √ | √ | √ | √
|  | 2008 Standard Edition (32-Bit) SP2 | √ | √ | √ | √ | √ | √ | √
|  | 2008 R2 Standard Edition (64-Bit) SP1 | √ | √ | √ | √ | √ | √ | √
Note: You can find the foot notes on the excel sheet "SW - Footnotes".

## SIMATIC NET PC Software
Operating systems compatibilities for SIMATIC NET PC Software (Data status 2019-09-04)
|  |  | SIMATIC NET PC Software | SIMATIC NET PC Software | SIMATIC NET PC Software
|  |  | V14.0 SP1 | V14.0 | V13.0 SP2
| Microsoft Windows 7 | Ultimate (64-Bit) SP1 | √ | √ | √
|  | Ultimate (32-Bit) SP1 | √ | √ | √
|  | Professional (64-Bit) SP1 | √ | √ | √
|  | Professional (32-Bit) SP1 | √ | √ | √
|  | Enterprise (64-Bit) SP1 | √ | √ | √
|  | Enterprise (32-Bit) SP1 | √ | √ | √
| Microsoft Windows 8.1 | Pro (64-Bit) Upd1 | √ | √ | √
| Microsoft Windows 10 | Pro (64-Bit) | √ 70) | √ 70) | √ 71), 72)
|  | Enterprise LTSC 2016 Version 1607 (64-Bit) 74) | √ 73) | √
|  | Enterprise LTSC 2015 Version 1507 (64-Bit) 74) | √ | √ 75), 76)
|  | Enterprise (64-Bit) | √ 70) | √ 70) | √ 71), 72)
| Microsoft Windows Embedded 74) | Standard 7 (64-Bit) SP1 | √ | √ | √
|  | Standard 7 (32-Bit) SP1 | √ | √ | √
| Microsoft Windows Server | 2016 Standard Version 1607 (64-Bit) | √
|  | 2012 R2 Standard Edition (64-Bit) Upd | √ | √ | √
|  | 2008 R2 Standard Edition (64-Bit) SP1 | √ | √ | √
|  | 2008 R2 Enterprise Edition (64-Bit) SP1 | √ | √ | √
Note: You can find the foot notes on the excel sheet "SW - Footnotes".

## SIMATIC Process Historian
Operating systems compatibilities for SIMATIC Process Historian (Data status 2019-04-25)
|  |  | SIMATIC Process Historian | SIMATIC Process Historian | SIMATIC Process Historian | SIMATIC Process Historian | SIMATIC Process Historian | SIMATIC Process Historian | SIMATIC Process Historian
|  |  | 2014 SP3 Upd3 | 2014 SP3 Upd1 | 2014 SP3 | 2014 SP2 Upd3 | 2014 SP2 Upd2 | 2014 SP2 Upd1 | 2014 SP2
| Microsoft Windows Server | 2016 Standard (64-Bit) | √ | √ | √
|  | 2012 R2 Standard Edition (64-Bit) | √ | √ | √ | √ | √ | √ | √
|  | 2012 R2 Enterprise Edition (64-Bit) | √ | √ | √ | √ | √ | √ | √
|  | 2008 R2 Standard Edition (64-Bit) SP1 | √ | √ | √ | √ | √ | √ | √
|  | 2008 R2 Enterprise Edition (64-Bit) SP1 | √ | √ | √ | √ | √ | √ | √
Note: You can find the foot notes on the excel sheet "SW - Footnotes".

## SIMATIC Virtualization as a Ser
Operating systems compatibilities for SIMATIC Virtualization as a Service (SIVaaS) (Data status 2016-07-07)
SIMATIC Virtualization as a Service (SIVaaS)
V3.0
| Microsoft Windows Server | 2012 R2 Standard Edition (64-Bit) | √
|  | 2008 R2 Standard Edition (64-Bit) SP1 | √
Note: You can find the foot notes on the excel sheet "SW - Footnotes".

## SINAUT ST7cc
Operating systems compatibilities for SINAUT ST7cc (Data status 2019-11-19)
|  |  | SINAUT ST7cc | SINAUT ST7cc
|  |  | V3.1 SP4 | V3.1 SP3
| Microsoft Windows 7 | Ultimate (64-Bit) SP1 | √ | √
|  | Ultimate (32-Bit) SP1 |  | √
|  | Professional (64-Bit) SP1 | √ | √
|  | Professional (32-Bit) SP1 |  | √
|  | Enterprise (64-Bit) SP1 | √ | √
|  | Enterprise (32-Bit) SP1 |  | √
| Microsoft Windows 10 | Pro Version 1809 (64-Bit) | √
|  | Pro Version 1803 (64-Bit) | √
|  | Pro Version 1709 (64-Bit) | √
|  | Pro Version 1703 (64-Bit) | √
|  | Pro Version 1607 (64-Bit) | √
|  | Pro (64-Bit) | √ | √
|  | Enterprise Version 1809 (64-Bit) | √
|  | Enterprise Version 1803 (64-Bit) | √
|  | Enterprise Version 1709 (64-Bit) | √
|  | Enterprise Version 1703 (64-Bit) | √
|  | Enterprise Version 1607 (64-Bit) | √
|  | Enterprise LTSC 2019 Version 1809 (64-Bit) | √
|  | Enterprise LTSC 2016 Version 1607 (64-Bit) | √
|  | Enterprise LTSC 2015 Version 1507 (64-Bit) | √
|  | Enterprise CB Version 1709 (64-Bit) | √
|  | Enterprise (64-Bit) | √ | √
| Microsoft Windows Server | 2016 Standard (64-Bit) |  | √
|  | 2016 Datacenter (64-Bit) | √
|  | 2012 R2 Standard Edition (64-Bit) 77) |  | √
|  | 2012 R2 Datacenter (64-Bit) | √
|  | 2008 Standard Edition (32-Bit) SP2 |  | √
|  | 2008 R2 Standard Edition (64-Bit) SP1 | √ | √
Note: You can find the foot notes on the excel sheet "SW - Footnotes".

## SINEMA Server
Operating systems compatibilities for SINEMA Server (Data status 2019-10-14)
|  |  | SINEMA Server | SINEMA Server | SINEMA Server
|  |  | V14.0 SP2 | V14.0 SP1 | V14.0
| Microsoft Windows 7 | Ultimate (64-Bit) SP1 | √ | √ | √
|  | Professional (64-Bit) SP1 | √ | √ | √
|  | Enterprise (64-Bit) SP1 | √ | √ | √
| Microsoft Windows 10 | Pro Version 1809 (64-Bit) | √
|  | Pro Version 1803 (64-Bit) | √ | √
|  | Pro Version 1709 (64-Bit) |  | √
|  | Pro Version 1703 (64-Bit) |  |  | √
|  | Pro Version 1607 (64-Bit) |  |  | √
|  | Enterprise Version 1809 (64-Bit) | √
|  | Enterprise Version 1803 (64-Bit) | √ | √
|  | Enterprise Version 1709 (64-Bit) |  | √
|  | Enterprise Version 1703 (64-Bit) |  |  | √
|  | Enterprise Version 1607 (64-Bit) |  |  | √
| Microsoft Windows Server | 2016 Standard Version 1607 LTSC (64-Bit) | √
|  | 2016 Standard Version 1607 (64-Bit) |  | √
|  | 2008 R2 Standard Edition (64-Bit) SP1 |  |  | √
Note: You can find the foot notes on the excel sheet "SW - Footnotes".

## STEP 7
Operating systems compatibilities for STEP 7 (Data status 2020-07-27)
|  |  | STEP 7 | STEP 7 | STEP 7 | STEP 7 | STEP 7 | STEP 7 | STEP 7 | STEP 7 | STEP 7 | STEP 7 | STEP 7 | STEP 7 | STEP 7 | STEP 7 | STEP 7 | STEP 7 | STEP 7 | STEP 7 | STEP 7 | STEP 7 | STEP 7 | STEP 7 | STEP 7 | STEP 7 | STEP 7 | STEP 7 | STEP 7 | STEP 7 | STEP 7
|  |  | V5.6 SP2 Upd3 | V5.6 SP2 Upd2 | V5.6 SP2 Upd1 | V5.6 SP2 | V5.6 SP1 Upd6 | V5.6 SP1 Upd5 | V5.6 SP1 Upd2 | V5.6 SP1 Upd1 | V5.6 SP1 | V5.6 Upd5 | V5.6 Upd4 | V5.6 Upd3 | V5.6 Upd2 | V5.6 Upd1 | V5.6 | V5.5 SP4 Upd19 | V5.5 SP4 Upd18 | V5.5 SP4 Upd17 | V5.5 SP4 Upd16 | V5.5 SP4 Upd15 | V5.5 SP4 Upd14 | V5.5 SP4 Upd13 | V5.5 SP4 Upd12 | V5.5 SP4 Upd11 | V5.5 SP4 Upd10 | V5.5 SP4 Upd9 | V5.5 SP4 | V5.5 SP3 | V5.5 SP2
| Microsoft Windows 7 | Ultimate (64-Bit) SP1 | √ | √ | √ | √ | √ | √ | √ | √ | √ | √ | √ | √ | √ | √ | √ | √ | √ | √ | √ | √ | √ | √ | √ | √ | √ | √ | √ | √ | √
|  | Ultimate (64-Bit) | [15 empty] | √ | √ | √ | √ | √ | √ | √ | √ | √ | √ | √ | √ | √ | √
|  | Ultimate (32-Bit) SP1 | [15 empty] | √ | √ | √ | √ | √ | √ | √ | √ | √ | √ | √ | √ | √ | √
|  | Ultimate (32-Bit) | [27 empty] | √ | √
|  | Professional (64-Bit) SP1 | √ | √ | √ | √ | √ | √ | √ | √ | √ | √ | √ | √ | √ | √ | √ | √ | √ | √ | √ | √ | √ | √ | √ | √ | √ | √ | √ | √ | √
|  | Professional (64-Bit) | [15 empty] | √ | √ | √ | √ | √ | √ | √ | √ | √ | √ | √ | √ | √ | √
|  | Professional (32-Bit) SP1 | [15 empty] | √ | √ | √ | √ | √ | √ | √ | √ | √ | √ | √ | √ | √ | √
|  | Professional (32-Bit) | [27 empty] | √ | √
|  | Enterprise (64-Bit) SP1 | √ | √ | √ | √ | √ | √ | √ | √ | √ | √ | √ | √ | √ | √ | √ | √ | √ | √ | √ | √ | √ | √ | √ | √ | √ | √ | √ | √ | √
|  | Enterprise (64-Bit) | [15 empty] | √ | √ | √ | √ | √ | √ | √ | √ | √ | √ | √ | √ | √ | √
|  | Enterprise (32-Bit) SP1 | [15 empty] | √ | √ | √ | √ | √ | √ | √ | √ | √ | √ | √ | √ | √ | √
|  | Enterprise (32-Bit) | [27 empty] | √ | √
| Microsoft Windows 10 | Pro Version 2004 (64-Bit) | √ | √ 78) | √ 78) | √ 78)
|  | Pro Version 1909 (64-Bit) | √ | √ | √ | √
|  | Pro Version 1903 (64-Bit) | √ | √ | √ | √
|  | Pro Version 1809 (64-Bit) | √ | √ | √ | √ | √ | √ | √ | √ | √
|  | Pro Version 1803 (64-Bit) | √ | √ | √ | √ | √ | √ | √ | √ | √ | √ | √ | √ | √ | √ | √
|  | Pro Version 1607 (64-Bit) | √ | √ | √ | √ | √ | √ | √ | √ | √ | √ | √ | √ | √ | √ | √
|  | Pro (64-Bit) | √ | √ | √ | √
|  | Enterprise Version 2004 (64-Bit) | √ | √ 78) | √ 78) | √ 78)
|  | Enterprise Version 1909 (64-Bit) | √ | √ | √ | √
|  | Enterprise Version 1903 (64-Bit) | √ | √ | √ | √
|  | Enterprise Version 1809 (64-Bit) | √ | √ | √ | √ | √ | √ | √ | √ | √
|  | Enterprise Version 1803 (64-Bit) | √ | √ | √ | √ | √ | √ | √ | √ | √ | √ | √ | √ | √ | √ | √
|  | Enterprise Version 1607 (64-Bit) | √ | √ | √ | √ | √ | √ | √ | √ | √ | √ | √ | √ | √ | √ | √
|  | Enterprise LTSC 2019 Version 1809 (64-Bit) | √ | √ | √ | √ | √ | √ | √ | √ | √ 79)
|  | Enterprise LTSC 2016 Version 1607 (64-Bit) | √ | √ | √ | √ | √ | √ | √ | √ | √
|  | Enterprise LTSC 2015 Version 1507 (64-Bit) | √ | √ | √ | √ | √ | √ | √ | √ | √ | √ | √ | √ | √ | √ | √
|  | Enterprise (64-Bit) | √ | √ | √ | √
| Microsoft Windows Server | 2019 Standard Version 2004 (64-Bit) | √ | √ 78) | √ 78) | √ 78)
|  | 2019 Standard Edition (64-Bit) | √ | √ | √ | √
|  | 2016 Standard Version 1909 (64-Bit) | √ | √ | √ | √
|  | 2016 Standard Version 1903 (64-Bit) | √ | √ | √ | √
|  | 2016 Standard Version 1809 (64-Bit) | √ | √ | √ | √ | √ | √ | √ | √ | √
|  | 2016 Standard Version 1803 (64-Bit) | √ | √ | √ | √ | √ | √ | √ | √ | √
|  | 2016 Standard (64-Bit) | √ | √ | √ | √ | √ | √ | √ | √ | √ | √ | √ | √ | √ | √ | √
|  | 2012 R2 Standard Edition (64-Bit) | √ | √ | √ | √ | √ | √ | √ | √ | √ | √ | √ | √ | √ | √ | √
|  | 2008 R2 Standard Edition (64-Bit) SP1 | √ | √ | √ | √ | √ | √ | √ | √ | √ | √ | √ | √ | √ | √ | √ | √ | √ | √ | √ | √ | √ | √ | √ | √ | √ | √ | √ | √ | √
|  | 2008 R2 Standard Edition (64-Bit) | [15 empty] | √ | √ | √ | √ | √ | √ | √ | √ | √ | √ | √ | √ | √ | √
|  | 2003 R2 Standard Edition (32-Bit) SP2 | [15 empty] | √ | √ | √ | √ | √ | √ | √ | √ | √ | √ | √ | √ | √ | √
| Microsoft Windows XP | Professional (32-Bit) SP3 | [27 empty] | √ | √
|  | Professional (32-Bit) SP2 | [27 empty] | √ | √
Note: You can find the foot notes on the excel sheet "SW - Footnotes".

## STEP 7 Basic (TIA Portal)
Operating systems compatibilities for STEP 7 Basic (TIA Portal) (Data status 2020-07-27)
|  |  | STEP 7 Basic (TIA Portal) | STEP 7 Basic (TIA Portal) | STEP 7 Basic (TIA Portal) | STEP 7 Basic (TIA Portal) | STEP 7 Basic (TIA Portal) | STEP 7 Basic (TIA Portal) | STEP 7 Basic (TIA Portal) | STEP 7 Basic (TIA Portal) | STEP 7 Basic (TIA Portal) | STEP 7 Basic (TIA Portal) | STEP 7 Basic (TIA Portal) | STEP 7 Basic (TIA Portal) | STEP 7 Basic (TIA Portal) | STEP 7 Basic (TIA Portal) | STEP 7 Basic (TIA Portal) | STEP 7 Basic (TIA Portal) | STEP 7 Basic (TIA Portal)
|  |  | V16.0 Upd1 | V16.0 | V15.1 Upd4 | V15.1 Upd3 | V15.1 Upd2 | V15.1 Upd1 | V15.1 | V15.0 Upd4 | V15.0 Upd3 | V15.0 Upd2 | V15.0 Upd1 | V15.0 | V14.0 SP1 | V14.0 | V13.0 SP2 Upd3 | V13.0 SP2 Upd2 | V13.0 SP2
| Microsoft Windows 7 | Ultimate (64-Bit) SP1 | √ | √ | √ | √ | √ | √ | √ | √ | √ | √ | √ | √ | √ | √ | √ | √ | √
|  | Professional (64-Bit) SP1 | √ | √ | √ | √ | √ | √ | √ | √ | √ | √ | √ | √ | √ | √ | √ | √ | √
|  | Home Premium (64-Bit) SP1 | √ | √ | √ | √ | √ | √ | √ | √ | √ | √ | √ | √ | √ 80) | √ 80) | √ | √ | √
|  | Enterprise (64-Bit) SP1 | √ | √ | √ | √ | √ | √ | √ | √ | √ | √ | √ | √ | √ | √ | √ | √ | √
| Microsoft Windows 8.1 | Pro (64-Bit) | [12 empty] | √ 80) | √ | √ 80) | √ 80) | √ 80)
|  | Enterprise (64-Bit) | [12 empty] | √ 80) | √ | √ 80) | √ 80) | √ 80)
|  | - (64-Bit) 80) | [12 empty] | √ | √ | √ | √ | √
| Microsoft Windows 10 | Pro Version 2004 (64-Bit) | √ | √ 81) | √ | √ 82) | √ 82) | √ 82) | √ 82)
|  | Pro Version 1909 (64-Bit) | √ | √ 81) | √ | √ 82) | √ 82) | √ 82) | √ 82) | [7 empty] | √ | √ 83) | √ 83)
|  | Pro Version 1903 (64-Bit) | √ | √ | √ | √ 82) | √ 82) | √ 82) | √ 82) | [7 empty] | √ | √ 83) | √ 83)
|  | Pro Version 1809 (64-Bit) | √ | √ | √ | √ | √ | √ | √ | √ | √ 84) | √ 84) | √ 84) | √ 84) | √ 85) |  | √ | √ 83) | √ 83)
|  | Pro Version 1803 (64-Bit) |  |  | √ | √ | √ | √ | √ | √ | √ 84) | √ 84) | √ 84) | √ 84) | √ 85) |  | √ | √ 83) | √ 83)
|  | Pro Version 1709 (64-Bit) |  |  | √ | √ | √ | √ | √
|  | Pro Version 1703 (64-Bit) | [7 empty] | √ | √ | √ | √ | √
|  | Pro Version 1607 (64-Bit) | [12 empty] | √ |  | √ | √ | √
|  | Home Version 2004 (64-Bit) | √ | √ 81) | √ | √ 82) | √ 82) | √ 82) | √ 82)
|  | Home Version 1909 (64-Bit) | √ | √ 81) | √ | √ 82) | √ 82) | √ 82) | √ 82) | [7 empty] | √ | √ 83) | √ 83)
|  | Home Version 1903 (64-Bit) | √ | √ | √ | √ 82) | √ 82) | √ 82) | √ 82) | [7 empty] | √ | √ 83) | √ 83)
|  | Home Version 1809 (64-Bit) | √ | √ | √ | √ | √ | √ | √ | √ | √ 84) | √ 84) | √ 84) | √ 84) | √ 85) |  | √ | √ 83) | √ 83)
|  | Home Version 1803 (64-Bit) |  |  | √ | √ | √ | √ | √ | √ | √ 84) | √ 84) | √ 84) | √ 84) | √ 85) |  | √ | √ 83) | √ 83)
|  | Home Version 1709 (64-Bit) |  |  | √ | √ | √ | √ | √
|  | Home Version 1703 (64-Bit) | [7 empty] | √ | √ | √ | √ | √
|  | Home Version 1607 (64-Bit) 80) | [12 empty] | √ |  | √ | √ | √
|  | Enterprise Version 2004 (64-Bit) | √ | √ 81) | √ | √ 82) | √ 82) | √ 82) | √ 82)
|  | Enterprise Version 1909 (64-Bit) | √ | √ 81) | √ | √ 82) | √ 82) | √ 82) | √ 82) | [7 empty] | √ | √ 83) | √ 83)
|  | Enterprise Version 1903 (64-Bit) | √ | √ | √ | √ 82) | √ 82) | √ 82) | √ 82) | [7 empty] | √ | √ 83) | √ 83)
|  | Enterprise Version 1809 (64-Bit) | √ | √ | √ | √ | √ | √ | √ | √ | √ 84) | √ 84) | √ 84) | √ 84) | √ 85) |  | √ | √ 83) | √ 83)
|  | Enterprise Version 1803 (64-Bit) |  |  | √ | √ | √ | √ | √ | √ | √ 84) | √ 84) | √ 84) | √ 84) | √ 85) |  | √ | √ 83) | √ 83)
|  | Enterprise Version 1709 (64-Bit) |  |  | √ | √ | √ | √ | √
|  | Enterprise Version 1703 (64-Bit) | [7 empty] | √ | √ | √ | √ | √
|  | Enterprise Version 1607 (64-Bit) | [12 empty] | √ |  | √ | √ | √
|  | Enterprise LTSC 2019 Version 1809 (64-Bit) | √ | √ | √ | √ | √ | √ | √ | √ | √ 84) | √ 84) | √ 84) | √ 84) | √ 85) |  | √ | √ 83) | √ 83)
|  | Enterprise LTSC 2016 Version 1607 (64-Bit) | √ | √ | √ | √ | √ | √ | √ | √ | √ | √ | √ | √ | √ |  | √ | √ | √
|  | Enterprise LTSC 2015 Version 1507 (64-Bit) | √ | √ | √ | √ | √ | √ | √ | √ | √ | √ | √ | √ | √ 80) |  | √ 80) | √ 80) | √ 80)
| Microsoft Windows Server | 2019 Standard Version 2004 (64-Bit) | √ | √ 81) | √ | √ 82) | √ 82) | √ 82) | √ 82)
|  | 2019 Standard Edition (64-Bit) | √ | √
|  | 2016 Standard Version 1909 (64-Bit) | √ | √ 81) | √ | √ 82) | √ 82) | √ 82) | √ 82) | [7 empty] | √ | √ 83) | √ 83)
|  | 2016 Standard Version 1903 (64-Bit) |  |  | √ | √ 82) | √ 82) | √ 82) | √ 82) | [7 empty] | √ | √ 83) | √ 83)
|  | 2016 Standard Version 1809 (64-Bit) |  |  | √ | √ | √ | √ | √ | √ | √ 84) | √ 84) | √ 84) | √ 84) | √ 85) |  | √ | √ 83) | √ 83)
|  | 2016 Standard Version 1803 (64-Bit) | [7 empty] | √ | √ 84) | √ 84) | √ 84) | √ 84) | √ 85) |  | √ | √ 83) | √ 83)
|  | 2016 Standard (64-Bit) | √ | √ | √ | √ | √ | √ | √ | √ | √ | √ | √ | √ | √ |  | √ | √ | √
|  | 2012 R2 Standard Edition (64-Bit) | √ | √ | √ | √ | √ | √ | √ | √ | √ | √ | √ | √ | √ 80) | √ | √ 80) | √ 80) | √ 80)
Note: You can find the foot notes on the excel sheet "SW - Footnotes".

## STEP 7 Professional
Operating systems compatibilities for STEP 7 Professional (Data status 2019-10-11)
|  |  | STEP 7 Professional | STEP 7 Professional | STEP 7 Professional | STEP 7 Professional | STEP 7 Professional | STEP 7 Professional | STEP 7 Professional | STEP 7 Professional | STEP 7 Professional | STEP 7 Professional | STEP 7 Professional | STEP 7 Professional | STEP 7 Professional
|  |  | 2017 SR1 Upd5 | 2017 SR1 Upd2 | 2017 SR1 Upd1 | 2017 SR1 | 2017 Upd5 | 2017 Upd4 | 2017 Upd3 | 2017 Upd2 | 2017 Upd1 | 2017 | 2010 SR4 | 2010 SR3 | 2010 SR2
| Microsoft Windows 7 | Ultimate (64-Bit) SP1 | √ | √ | √ | √ | √ | √ | √ | √ | √ | √ | √ | √ | √
|  | Ultimate (64-Bit) | [10 empty] | √ | √ | √
|  | Ultimate (32-Bit) SP1 | [10 empty] | √ | √ | √
|  | Ultimate (32-Bit) | [11 empty] | √ | √
|  | Professional (64-Bit) SP1 | √ | √ | √ | √ | √ | √ | √ | √ | √ | √ | √ | √ | √
|  | Professional (64-Bit) | [10 empty] | √ | √ | √
|  | Professional (32-Bit) SP1 | [10 empty] | √ | √ | √
|  | Professional (32-Bit) | [11 empty] | √ | √
|  | Enterprise (64-Bit) SP1 | √ | √ | √ | √ | √ | √ | √ | √ | √ | √ | √ | √ | √
|  | Enterprise (64-Bit) | [10 empty] | √ | √ | √
|  | Enterprise (32-Bit) SP1 | [10 empty] | √ | √ | √
|  | Enterprise (32-Bit) | [11 empty] | √ | √
| Microsoft Windows 10 | Pro Version 1809 (64-Bit) | √ | √ | √ | √
|  | Pro Version 1803 (64-Bit) | √ | √ | √ | √ | √ | √ | √ | √ | √ | √
|  | Pro Version 1607 (64-Bit) | √ | √ | √ | √ | √ | √ | √ | √ | √ | √
|  | Enterprise Version 1809 (64-Bit) | √ | √ | √ | √
|  | Enterprise Version 1803 (64-Bit) | √ | √ | √ | √ | √ | √ | √ | √ | √ | √
|  | Enterprise Version 1607 (64-Bit) | √ | √ | √ | √ | √ | √ | √ | √ | √ | √
|  | Enterprise LTSC 2019 Version 1809 (64-Bit) | √ | √ | √ | √ 86)
|  | Enterprise LTSC 2016 Version 1607 (64-Bit) | √ | √ | √ | √
|  | Enterprise LTSC 2015 Version 1507 (64-Bit) | √ | √ | √ | √ | √ | √ | √ | √ | √ | √
| Microsoft Windows Server | 2016 Standard Version 1809 (64-Bit) | √ | √ | √ | √
|  | 2016 Standard Version 1803 (64-Bit) | √ | √ | √ | √
|  | 2016 Standard (64-Bit) | √ | √ | √ | √ | √ | √ | √ | √ | √ | √
|  | 2012 R2 Standard Edition (64-Bit) | √ | √ | √ | √ | √ | √ | √ | √ | √ | √
|  | 2008 R2 Standard Edition (64-Bit) SP1 | √ | √ | √ | √ | √ | √ | √ | √ | √ | √ | √ | √ | √
|  | 2008 R2 Standard Edition (64-Bit) | [10 empty] | √ | √ | √
|  | 2003 R2 Standard Edition (32-Bit) SP2 | [10 empty] | √ | √ | √
| Microsoft Windows XP | Professional (32-Bit) SP3 | [11 empty] | √ | √
|  | Professional (32-Bit) SP2 | [11 empty] | √ | √
Note: You can find the foot notes on the excel sheet "SW - Footnotes".

## STEP 7 Professional (TIA Portal
Operating systems compatibilities for STEP 7 Professional (TIA Portal) (Data status 2020-07-22)
|  |  | STEP 7 Professional (TIA Portal) | STEP 7 Professional (TIA Portal) | STEP 7 Professional (TIA Portal) | STEP 7 Professional (TIA Portal) | STEP 7 Professional (TIA Portal) | STEP 7 Professional (TIA Portal) | STEP 7 Professional (TIA Portal) | STEP 7 Professional (TIA Portal) | STEP 7 Professional (TIA Portal) | STEP 7 Professional (TIA Portal)
|  |  | V16.0 Upd1 | V16.0 | V15.0 Upd4 | V15.0 Upd3 | V15.0 Upd2 | V15.0 Upd1 | V15.0 | V14.0 SP1 | V14.0 | V13.0 SP2
| Microsoft Windows 7 | Ultimate (64-Bit) SP1 | √ | √ | √ | √ | √ | √ | √ | √ | √ | √
|  | Professional (64-Bit) SP1 | √ | √ | √ | √ | √ | √ | √ | √ | √ | √
|  | Enterprise (64-Bit) SP1 | √ | √ | √ | √ | √ | √ | √ | √ | √ | √
| Microsoft Windows 8.1 | Pro (64-Bit) | [7 empty] | √ 87) | √ | √ 87)
|  | Enterprise (64-Bit) | [7 empty] | √ 87) | √ | √ 87)
| Microsoft Windows 10 | Pro Version 2004 (64-Bit) | √ | √ 88)
|  | Pro Version 1909 (64-Bit) | √ | √ 88) | [7 empty] | √ 89)
|  | Pro Version 1903 (64-Bit) | √ | √ | [7 empty] | √ 89)
|  | Pro Version 1809 (64-Bit) | √ | √ | √ | √ 90) | √ 90) | √ 90) | √ 90) | √ 91) |  | √ 89)
|  | Pro Version 1803 (64-Bit) |  |  | √ | √ 90) | √ 90) | √ 90) | √ 90) | √ 91) |  | √ 89)
|  | Pro Version 1703 (64-Bit) |  |  | √ | √ | √ | √ | √
|  | Pro Version 1607 (64-Bit) | [7 empty] | √ |  | √
|  | Enterprise Version 2004 (64-Bit) | √ | √ 88)
|  | Enterprise Version 1909 (64-Bit) | √ | √ 88) | [7 empty] | √ 89)
|  | Enterprise Version 1903 (64-Bit) | √ | √ | [7 empty] | √ 89)
|  | Enterprise Version 1809 (64-Bit) | √ | √ | √ | √ 90) | √ 90) | √ 90) | √ 90) | √ 91) |  | √ 89)
|  | Enterprise Version 1803 (64-Bit) |  |  | √ | √ 90) | √ 90) | √ 90) | √ 90) | √ 91) |  | √ 89)
|  | Enterprise Version 1703 (64-Bit) |  |  | √ | √ | √ | √ | √
|  | Enterprise Version 1607 (64-Bit) | [7 empty] | √ |  | √
|  | Enterprise LTSC 2019 Version 1809 (64-Bit) | √ | √ | √ | √ 90) | √ 90) | √ 90) | √ 90) | √ 91) |  | √ 89)
|  | Enterprise LTSC 2016 Version 1607 (64-Bit) | √ | √ | √ | √ | √ | √ | √ | √ |  | √
|  | Enterprise LTSC 2015 Version 1507 (64-Bit) | √ | √ | √ | √ | √ | √ | √ | √ 87) |  | √ 87)
| Microsoft Windows Server | 2019 Standard Version 2004 (64-Bit) | √ | √ 88)
|  | 2019 Standard Edition (64-Bit) | √ | √
|  | 2016 Standard Version 1909 (64-Bit) | √ | √ 88) | [7 empty] | √ 89)
|  | 2016 Standard Version 1903 (64-Bit) 89) | [9 empty] | √
|  | 2016 Standard Version 1809 (64-Bit) |  |  | √ | √ 90) | √ 90) | √ 90) | √ 90) | √ 91) |  | √ 89)
|  | 2016 Standard Version 1803 (64-Bit) |  |  | √ | √ 90) | √ 90) | √ 90) | √ 90) | √ 91) |  | √ 89)
|  | 2016 Standard (64-Bit) | √ | √ | √ | √ | √ | √ | √ | √ |  | √
|  | 2012 R2 Standard Edition (64-Bit) | √ | √ | √ | √ | √ | √ | √ | √ 87) | √ | √ 87)
|  | 2008 R2 Standard Edition (64-Bit) SP1 | [7 empty] | √ 87) | √ | √ 87)
Note: You can find the foot notes on the excel sheet "SW - Footnotes".

## TeleControl Server Basic
Operating systems compatibilities for TeleControl Server Basic (Data status 2019-06-12)
|  |  | TeleControl Server Basic | TeleControl Server Basic | TeleControl Server Basic
|  |  | V3.1 Upd3 | V3.1 Upd1 | V3.1
| Microsoft Windows 7 | Ultimate (64-Bit) SP1 | √ | √ | √
|  | Professional (64-Bit) SP1 | √ | √ | √
|  | Enterprise (64-Bit) SP1 | √ | √ | √
| Microsoft Windows 8.1 | Pro (64-Bit) | √ | √ | √
| Microsoft Windows 10 | Pro Version 1903 (64-Bit) | √
|  | Pro Version 1809 (64-Bit) | √ | √
|  | Pro Version 1803 (64-Bit) | √ | √
|  | Pro Version 1709 (64-Bit) | √ | √
|  | Pro Version 1703 (64-Bit) | √ | √ | √
|  | Enterprise Version 1903 (64-Bit) | √
|  | Enterprise Version 1809 (64-Bit) | √ | √
|  | Enterprise Version 1803 (64-Bit) | √ | √
|  | Enterprise Version 1709 (64-Bit) | √ | √
|  | Enterprise Version 1703 (64-Bit) | √ | √ | √
|  | Enterprise LTSC 2019 Version 1809 (64-Bit) | √ | √
| Microsoft Windows Server | 2016 Standard Version 1607 (64-Bit) |  |  | √
|  | 2016 Standard (64-Bit) | √ | √
|  | 2016 Datacenter (64-Bit) | √ | √
|  | 2012 R2 Standard Edition (64-Bit) | √ | √ | √
|  | 2008 R2 Standard Edition (64-Bit) SP1 | √ | √ | √
Note: You can find the foot notes on the excel sheet "SW - Footnotes".

## WinCC Basic (TIA Portal)
Operating systems compatibilities for WinCC Basic (TIA Portal) (Data status 2020-09-08)
|  |  | WinCC Basic (TIA Portal) | WinCC Basic (TIA Portal) | WinCC Basic (TIA Portal) | WinCC Basic (TIA Portal) | WinCC Basic (TIA Portal) | WinCC Basic (TIA Portal) | WinCC Basic (TIA Portal) | WinCC Basic (TIA Portal) | WinCC Basic (TIA Portal) | WinCC Basic (TIA Portal) | WinCC Basic (TIA Portal) | WinCC Basic (TIA Portal) | WinCC Basic (TIA Portal) | WinCC Basic (TIA Portal) | WinCC Basic (TIA Portal)
|  |  | V16.0 Upd1 | V16.0 | V15.1 Upd4 | V15.1 Upd3 | V15.1 Upd2 | V15.1 Upd1 | V15.1 | V15.0 Upd4 | V15.0 Upd3 | V15.0 Upd2 | V15.0 Upd1 | V15.0 | V14.0 SP1 | V14.0 | V13.0 SP2
| Microsoft Windows 7 | Ultimate (64-Bit) SP1 | √ | √ | √ | √ | √ | √ | √ | √ | √ | √ | √ | √ | √ | √ | √
|  | Ultimate (32-Bit) SP1 | [14 empty] | √
|  | Professional (64-Bit) SP1 | √ | √ | √ | √ | √ | √ | √ | √ | √ | √ | √ | √ | √ | √ | √
|  | Professional (32-Bit) SP1 | [14 empty] | √
|  | Home Premium (64-Bit) SP1 92) | √ | √ | √ | √ | √ | √ | √ | √ | √ | √ | √ | √ | √ | √ | √
|  | Home Premium (32-Bit) SP1 92) | [14 empty] | √
|  | Enterprise (64-Bit) SP1 | √ | √ | √ | √ | √ | √ | √ | √ | √ | √ | √ | √ | √ | √ | √
|  | Enterprise (32-Bit) SP1 | [14 empty] | √
| Microsoft Windows 8.1 | Pro (64-Bit) | [12 empty] | √ 92) | √ | √ 92)
|  | Enterprise (64-Bit) | [12 empty] | √ 92) | √ | √ 92)
|  | - (64-Bit) 92) | [12 empty] | √ | √
| Microsoft Windows 10 | Pro Version 2004 (64-Bit) | √ | √ 93) | √ | √ 94) | √ 94) | √ 94) | √ 94)
|  | Pro Version 1909 (64-Bit) | √ | √ 93) | √ | √ 94) | √ 94) | √ 94) | √ 94) | [7 empty] | √ 95)
|  | Pro Version 1903 (64-Bit) | √ | √ | √ | √ 94) | √ 94) | √ 94) | √ 94) | [7 empty] | √ 95)
|  | Pro Version 1809 (64-Bit) | √ | √ | √ | √ | √ | √ | √ | √ | √ 96) | √ 96) | √ 96) | √ 96) | √ 97)
|  | Pro Version 1803 (64-Bit) |  |  | √ | √ | √ | √ | √ | √ | √ 96) | √ 96) | √ 96) | √ 96) | √ 97)
|  | Pro Version 1709 (64-Bit) |  |  | √ | √ | √ | √ | √
|  | Pro Version 1703 (64-Bit) | [7 empty] | √ | √ | √ | √ | √
|  | Pro Version 1607 (64-Bit) | [12 empty] | √ |  | √
|  | Home Version 2004 (64-Bit) | √ | √ 93) | √ | √ 94) | √ 94) | √ 94) | √ 94)
|  | Home Version 1909 (64-Bit) | √ | √ 93) | √ | √ 94) | √ 94) | √ 94) | √ 95) | [7 empty] | √ 95)
|  | Home Version 1903 (64-Bit) | √ | √ | √ | √ 94) | √ 94) | √ 94) | √ 94) | [7 empty] | √ 95)
|  | Home Version 1809 (64-Bit) 92) | √ | √ | √ | √ | √ | √ | √ | √ | √ 96) | √ 96) | √ 96) | √ 96) | √ 97)
|  | Home Version 1803 (64-Bit) 92) |  |  | √ | √ | √ | √ | √ | √ | √ 96) | √ 96) | √ 96) | √ 96) | √ 97)
|  | Home Version 1709 (64-Bit) 92) |  |  | √ | √ | √ | √ | √
|  | Home Version 1703 (64-Bit) 92) | [7 empty] | √ | √ | √ | √ | √
|  | Home Version 1607 (64-Bit) 92) | [12 empty] | √ |  | √
|  | Enterprise Version 2004 (64-Bit) | √ | √ 93) | √ | √ 94) | √ 94) | √ 94) | √ 94)
|  | Enterprise Version 1909 (64-Bit) | √ | √ 93) | √ | √ 94) | √ 94) | √ 94) | √ 94) | [7 empty] | √ 95)
|  | Enterprise Version 1903 (64-Bit) | √ | √ | √ | √ 94) | √ 94) | √ 94) | √ 94) | [7 empty] | √ 95)
|  | Enterprise Version 1809 (64-Bit) | √ | √ | √ | √ | √ | √ | √ | √ | √ 96) | √ 96) | √ 96) | √ 96) | √ 97)
|  | Enterprise Version 1803 (64-Bit) |  |  | √ | √ | √ | √ | √ | √ | √ 96) | √ 96) | √ 96) | √ 96) | √ 97)
|  | Enterprise Version 1709 (64-Bit) |  |  | √ | √ | √ | √ | √
|  | Enterprise Version 1703 (64-Bit) | [7 empty] | √ | √ | √ | √ | √
|  | Enterprise Version 1607 (64-Bit) | [12 empty] | √ |  | √
|  | Enterprise LTSC 2019 Version 1809 (64-Bit) | √ | √ | √ | √ | √ | √ | √ | √ | √ 96) | √ 96) | √ 96) | √ 96) | √ 92), 97) |  | √ 92)
|  | Enterprise LTSC 2016 Version 1607 (64-Bit) | √ | √ | √ | √ | √ | √ | √ | √ | √ | √ | √ | √ | √ 92) |  | √ 92)
|  | Enterprise LTSC 2015 Version 1507 (64-Bit) | √ | √ | √ | √ | √ | √ | √ | √ | √ | √ | √ | √ | √ 92) |  | √ 92)
| Microsoft Windows Server | 2019 Standard Version 2004 (64-Bit) | √ | √ 93) | √ | √ 94) | √ 94) | √ 94) | √ 94)
|  | 2019 Standard Edition (64-Bit) | √ | √
|  | 2016 Standard Version 1909 (64-Bit) | √ | √ 93) | √ | √ 94) | √ 94) | √ 94) | √ 94) | [7 empty] | √ 95)
|  | 2016 Standard Version 1903 (64-Bit) |  |  | √ | √ 94) | √ 94) | √ 94) | √ 94) | [7 empty] | √ 95)
|  | 2016 Standard Version 1809 (64-Bit) |  |  | √ | √ | √ | √ | √ | √ 96) | √ 96) | √ 96) | √ 96) | √ 96) | √ 97)
|  | 2016 Standard Version 1803 (64-Bit) |  |  | √ | √ | √ | √ | √ | √ 96) | √ 96) | √ 96) | √ 96) | √ 96) | √ 97)
|  | 2016 Standard (64-Bit) | √ | √ | √ | √ | √ | √ | √ | √ | √ | √ | √ | √ | √ |  | √
|  | 2012 R2 Standard Edition (64-Bit) | √ 92) | √ 92) | √ 92) | √ 92) | √ 92) | √ 92) | √ 92) | √ 92) | √ 92) | √ 92) | √ 92) | √ 92) | √ 92) | √ | √ 92)
Note: You can find the foot notes on the excel sheet "SW - Footnotes".

## WinCC Comfort Advanced (TIA Por
Operating systems compatibilities for WinCC Comfort/Advanced (TIA Portal) (Data status 2020-09-08)
|  |  | WinCC Comfort/Advanced (TIA Portal) | WinCC Comfort/Advanced (TIA Portal) | WinCC Comfort/Advanced (TIA Portal) | WinCC Comfort/Advanced (TIA Portal) | WinCC Comfort/Advanced (TIA Portal) | WinCC Comfort/Advanced (TIA Portal) | WinCC Comfort/Advanced (TIA Portal) | WinCC Comfort/Advanced (TIA Portal) | WinCC Comfort/Advanced (TIA Portal) | WinCC Comfort/Advanced (TIA Portal) | WinCC Comfort/Advanced (TIA Portal) | WinCC Comfort/Advanced (TIA Portal) | WinCC Comfort/Advanced (TIA Portal) | WinCC Comfort/Advanced (TIA Portal) | WinCC Comfort/Advanced (TIA Portal)
|  |  | V16.0 Upd1 | V16.0 | V15.1 Upd4 | V15.1 Upd3 | V15.1 Upd2 | V15.1 Upd1 | V15.1 | V15.0 Upd4 | V15.0 Upd3 | V15.0 Upd2 | V15.0 Upd1 | V15.0 | V14.0 SP1 | V14.0 | V13.0 SP2
| Microsoft Windows 7 | Ultimate (64-Bit) SP1 | √ | √ | √ | √ | √ | √ | √ | √ | √ | √ | √ | √ | √ | √ | √
|  | Ultimate (32-Bit) SP1 | [14 empty] | √
|  | Professional (64-Bit) SP1 | √ | √ | √ | √ | √ | √ | √ | √ | √ | √ | √ | √ | √ | √ | √
|  | Professional (32-Bit) SP1 | [14 empty] | √
|  | Enterprise (64-Bit) SP1 | √ | √ | √ | √ | √ | √ | √ | √ | √ | √ | √ | √ | √ | √ | √
|  | Enterprise (32-Bit) SP1 | [14 empty] | √
| Microsoft Windows 8.1 | Pro (64-Bit) | [12 empty] | √ 98) | √ | √ 98)
|  | Enterprise (64-Bit) | [12 empty] | √ 98) | √ | √ 98)
| Microsoft Windows 10 | Pro Version 2004 (64-Bit) | √ | √ 99) | √ | √ 100) | √ 100) | √ 100) | √ 100)
|  | Pro Version 1909 (64-Bit) | √ | √ 99) | √ | √ 100) | √ 100) | √ 100) | √ 100) | [7 empty] | √ 101)
|  | Pro Version 1903 (64-Bit) | √ | √ | √ | √ 100) | √ 100) | √ 100) | √ 100) | [7 empty] | √ 101)
|  | Pro Version 1809 (64-Bit) | √ | √ | √ | √ | √ | √ | √ | √ | √ 102) | √ 102) | √ 102) | √ 102) | √ 103)
|  | Pro Version 1803 (64-Bit) |  |  | √ | √ | √ | √ | √ | √ | √ 102) | √ 102) | √ 102) | √ 102) | √ 103)
|  | Pro Version 1709 (64-Bit) |  |  | √ | √ | √ | √ | √
|  | Pro Version 1703 (64-Bit) | [7 empty] | √ | √ | √ | √ | √
|  | Pro Version 1607 (64-Bit) | [12 empty] | √ |  | √
|  | Enterprise Version 2004 (64-Bit) | √ | √ 99) | √ | √ 100) | √ 100) | √ 100) | √ 100)
|  | Enterprise Version 1909 (64-Bit) | √ | √ 99) | √ | √ 100) | √ 100) | √ 100) | √ 100) | [7 empty] | √ 101)
|  | Enterprise Version 1903 (64-Bit) | √ | √ | √ | √ 100) | √ 100) | √ 100) | √ 100) | [7 empty] | √ 101)
|  | Enterprise Version 1809 (64-Bit) | √ | √ | √ | √ | √ | √ | √ | √ | √ 102) | √ 102) | √ 102) | √ 102) | √ 103)
|  | Enterprise Version 1803 (64-Bit) |  |  | √ | √ | √ | √ | √ | √ | √ 102) | √ 102) | √ 102) | √ 102) | √ 103)
|  | Enterprise Version 1709 (64-Bit) |  |  | √ | √ | √ | √ | √
|  | Enterprise Version 1703 (64-Bit) | [7 empty] | √ | √ | √ | √ | √
|  | Enterprise Version 1607 (64-Bit) | [12 empty] | √ |  | √
|  | Enterprise LTSC 2019 Version 1809 (64-Bit) | √ | √ | √ | √ | √ | √ | √ | √ | √ 102) | √ 102) | √ 102) | √ 102) | √ 98), 103) |  | √ 98)
|  | Enterprise LTSC 2016 Version 1607 (64-Bit) | √ | √ | √ | √ | √ | √ | √ | √ | √ | √ | √ | √ | √ 98) |  | √ 98)
|  | Enterprise LTSC 2015 Version 1507 (64-Bit) | √ | √ | √ | √ | √ | √ | √ | √ | √ | √ | √ | √ | √ 98) |  | √ 98)
| Microsoft Windows Server | 2019 Standard Version 2004 (64-Bit) | √ | √ 99) | √ | √ 100) | √ 100) | √ 100) | √ 100)
|  | 2019 Standard Edition (64-Bit) | √ | √
|  | 2016 Standard Version 1909 (64-Bit) | √ | √ 99) | √ | √ 100) | √ 100) | √ 100) | √ 100) | [7 empty] | √ 101)
|  | 2016 Standard Version 1903 (64-Bit) |  |  | √ | √ 100) | √ 100) | √ 100) | √ 100) | [7 empty] | √ 101)
|  | 2016 Standard Version 1809 (64-Bit) |  |  | √ | √ | √ | √ | √ | √ 102) | √ 102) | √ 102) | √ 102) | √ 102) | √ 103)
|  | 2016 Standard Version 1803 (64-Bit) |  |  | √ | √ | √ | √ | √ | √ 102) | √ 102) | √ 102) | √ 102) | √ 102) | √ 103)
|  | 2016 Standard (64-Bit) | √ | √ | √ | √ | √ | √ | √ | √ | √ | √ | √ | √ | √ |  | √
|  | 2012 R2 Standard Edition (64-Bit) | √ 98) | √ 98) | √ 98) | √ 98) | √ 98) | √ 98) | √ 98) | √ 98) | √ 98) | √ 98) | √ 98) | √ 98) | √ 98) | √ | √ 98)
|  | 2008 R2 Standard Edition (64-Bit) SP1 | [12 empty] | √ 98) | √ | √ 98)
Note: You can find the foot notes on the excel sheet "SW - Footnotes".

## WinCC flexible
Operating systems compatibilities for WinCC flexible (Data status 2020-07-09)
WinCC flexible
2008 SP5
| Microsoft Windows 7 | Ultimate (64-Bit) SP1 | √
|  | Ultimate (32-Bit) SP1 | √
|  | Professional (64-Bit) SP1 | √
|  | Professional (32-Bit) SP1 | √
|  | Enterprise (64-Bit) SP1 | √
|  | Enterprise (32-Bit) SP1 | √
| Microsoft Windows 10 | Pro Version 1903 (64-Bit) | √
|  | Pro Version 1803 (64-Bit) | √
|  | Pro Version 1607 (64-Bit) | √
|  | Enterprise Version 1903 (64-Bit) | √
|  | Enterprise Version 1803 (64-Bit) | √
|  | Enterprise Version 1607 (64-Bit) | √
|  | Enterprise LTSC 2016 Version 1607 (64-Bit) | √
|  | Enterprise LTSC 2015 Version 1507 (64-Bit) | √
Note: You can find the foot notes on the excel sheet "SW - Footnotes".

## WinCC RT Advanced (TIA Portal)
Operating systems compatibilities for WinCC RT Advanced (TIA Portal) (Data status 2020-09-08)
|  |  | WinCC RT Advanced (TIA Portal) | WinCC RT Advanced (TIA Portal) | WinCC RT Advanced (TIA Portal) | WinCC RT Advanced (TIA Portal) | WinCC RT Advanced (TIA Portal) | WinCC RT Advanced (TIA Portal) | WinCC RT Advanced (TIA Portal) | WinCC RT Advanced (TIA Portal) | WinCC RT Advanced (TIA Portal) | WinCC RT Advanced (TIA Portal) | WinCC RT Advanced (TIA Portal) | WinCC RT Advanced (TIA Portal) | WinCC RT Advanced (TIA Portal) | WinCC RT Advanced (TIA Portal) | WinCC RT Advanced (TIA Portal)
|  |  | V16.0 Upd1 | V16.0 | V15.1 Upd4 | V15.1 Upd3 | V15.1 Upd2 | V15.1 Upd1 | V15.1 | V15.0 Upd4 | V15.0 Upd3 | V15.0 Upd2 | V15.0 Upd1 | V15.0 | V14.0 SP1 | V14.0 | V13.0 SP2
| Microsoft Windows 7 | Ultimate (64-Bit) SP1 | √ | √ | √ | √ | √ | √ | √ | √ | √ | √ | √ | √ | √ | √ | √
|  | Ultimate (32-Bit) SP1 | √ | √ | √ | √ | √ | √ | √ | √ | √ | √ | √ | √ | √ | √ | √
|  | Professional (64-Bit) SP1 | √ | √ | √ | √ | √ | √ | √ | √ | √ | √ | √ | √ | √ | √ | √
|  | Professional (32-Bit) SP1 | √ | √ | √ | √ | √ | √ | √ | √ | √ | √ | √ | √ | √ | √ | √
|  | Enterprise (64-Bit) SP1 | √ | √ | √ | √ | √ | √ | √ | √ | √ | √ | √ | √ | √ | √ | √
|  | Enterprise (32-Bit) SP1 | √ | √ | √ | √ | √ | √ | √ | √ | √ | √ | √ | √ | √ | √ | √
| Microsoft Windows 8.1 | Pro (64-Bit) | √ 104) | √ 104) | √ 104) | √ 104) | √ 104) | √ 104) | √ 104) | √ 104) | √ 104) | √ 104) | √ 104) | √ 104) | √ 104) | √ | √ 104)
|  | Enterprise (64-Bit) | √ 104) | √ 104) | √ 104) | √ 104) | √ 104) | √ 104) | √ 104) | √ 104) | √ 104) | √ 104) | √ 104) | √ 104) | √ 104) | √ | √ 104)
| Microsoft Windows 10 | Pro Version 2004 (64-Bit) | √ | √ 105) | √ | √ 106) | √ 106) | √ 106) | √ 106)
|  | Pro Version 1909 (64-Bit) | √ | √ 105) | √ | √ 106) | √ 106) | √ 106) | √ 106) | [7 empty] | √ 107)
|  | Pro Version 1903 (64-Bit) | √ | √ | √ | √ 106) | √ 106) | √ 106) | √ 106) | [7 empty] | √ 107)
|  | Pro Version 1809 (64-Bit) 108) | √ | √ | √ | √ | √ | √ | √ | √ | √ 109) | √ 109) | √ 109) | √ 109) | √ 110)
|  | Pro Version 1803 (64-Bit) 108) |  |  | √ | √ | √ | √ | √ | √ | √ 109) | √ 109) | √ 109) | √ 109) | √ 110)
|  | Pro Version 1709 (64-Bit) 108) |  |  | √ | √ | √ | √ | √
|  | Pro Version 1703 (64-Bit) 108) | [7 empty] | √ | √ | √ | √ | √
|  | Pro Version 1607 (64-Bit) 108) | [12 empty] | √ |  | √
|  | Enterprise Version 2004 (64-Bit) | √ | √ 105) | √ | √ 106) | √ 106) | √ 106) | √ 106)
|  | Enterprise Version 1909 (64-Bit) | √ | √ 105) | √ | √ 111) | √ 111) | √ 111) | √ 111) | [7 empty] | √ 107)
|  | Enterprise Version 1903 (64-Bit) | √ | √ | √ | √ 106) | √ 106) | √ 106) | √ 106) | [7 empty] | √ 107)
|  | Enterprise Version 1809 (64-Bit) 108) | √ | √ | √ | √ | √ | √ | √ | √ | √ 109) | √ 109) | √ 109) | √ 109) | √ 110)
|  | Enterprise Version 1803 (64-Bit) 108) |  |  | √ | √ | √ | √ | √ | √ | √ 109) | √ 109) | √ 109) | √ 109) | √ 110)
|  | Enterprise Version 1709 (64-Bit) 108) |  |  | √ | √ | √ | √ | √
|  | Enterprise Version 1703 (64-Bit) 108) | [7 empty] | √ | √ | √ | √ | √
|  | Enterprise Version 1607 (64-Bit) 108) | [12 empty] | √ |  | √
|  | Enterprise LTSC 2019 Version 1809 (64-Bit) 108) | √ | √ | √ | √ | √ | √ | √ | √ | √ 109) | √ 109) | √ 109) | √ 109) | √ 104), 110) |  | √ 104)
|  | Enterprise LTSC 2016 Version 1607 (64-Bit) 108) | √ | √ | √ | √ | √ | √ | √ | √ | √ | √ | √ | √ | √ 104) |  | √ 104)
|  | Enterprise LTSC 2015 Version 1507 (64-Bit) 108) | √ | √ | √ | √ | √ | √ | √ | √ | √ | √ | √ | √ | √ 104) |  | √ 104)
| Microsoft Windows Embedded 112) | Standard 7 (64-Bit) SP1 | √ 104) | √ 104) | √ 104) | √ 104) | √ 104) | √ 104) | √ 104) | √ 104) | √ 104) | √ 104) | √ 104) | √ 104) | √ 104) | √ | √ 104)
|  | Standard 7 (32-Bit) SP1 | √ 104) | √ 104) | √ 104) | √ 104) | √ 104) | √ 104) | √ 104) | √ 104) | √ 104) | √ 104) | √ 104) | √ 104) | √ 104) | √ | √ 104)
|  | 8.1 Industry Pro (64-Bit) | √ 104) | √ 104) | √ 104) | √ 104) | √ 104) | √ 104) | √ 104) | √ 104) | √ 104) | √ 104) | √ 104) | √ 104) | √ 104) | √ | √ 104)
| Microsoft Windows Server | 2019 Standard Version 2004 (64-Bit) | √ | √ 105) | √ | √ 106) | √ 106) | √ 106) | √ 106)
|  | 2019 Standard Edition (64-Bit) | √ | √
|  | 2016 Standard Version 1909 (64-Bit) | √ | √ 105) | √ | √ 111) | √ 111) | √ 111) | √ 111) | [7 empty] | √ 107)
|  | 2016 Standard Version 1903 (64-Bit) |  |  | √ | √ 106) | √ 106) | √ 106) | √ 106) | [7 empty] | √ 107)
|  | 2016 Standard Version 1809 (64-Bit) 108) |  |  | √ | √ | √ | √ | √ | √ | √ 109) | √ 109) | √ 109) | √ 109) | √ 110)
|  | 2016 Standard Version 1803 (64-Bit) 108) |  |  | √ | √ | √ | √ | √ | √ | √ 109) | √ 109) | √ 109) | √ 109) | √ 110)
|  | 2016 Standard (64-Bit) 108) | √ | √ | √ | √ | √ | √ | √ | √ | √ | √ | √ | √ | √ |  | √
|  | 2012 R2 Standard Edition (64-Bit) | √ 104) | √ 104) | √ 104) | √ 104) | √ 104) | √ 104) | √ 104) | √ 104) | √ 104) | √ 104) | √ 104) | √ 104) | √ 104) | √ | √ 104)
|  | 2008 R2 Standard Edition (64-Bit) SP1 | [12 empty] | √ 104) | √ | √ 104)
|  | 2008 R2 Enterprise Edition (64-Bit) SP1 104) | √ | √ | √ | √ | √ | √ | √ | √ | √ | √ | √ | √
Note: You can find the foot notes on the excel sheet "SW - Footnotes".

## WinCC Unified Engineering (TIA
Operating systems compatibilities for WinCC Unified Engineering (TIA Portal) (Data status 2020-08-24)
|  |  | WinCC Unified Engineering (TIA Portal) | WinCC Unified Engineering (TIA Portal)
|  |  | V16.0 Upd1 | V16.0
| Microsoft Windows 10 | Pro Version 1903 (64-Bit) | √ | √
|  | Pro Version 1809 (64-Bit) | √ | √
|  | Enterprise Version 1903 (64-Bit) | √ | √
|  | Enterprise Version 1809 (64-Bit) | √ | √
|  | Enterprise LTSC 2019 Version 1809 (64-Bit) | √ | √
|  | Enterprise LTSC 2016 Version 1607 (64-Bit) | √ | √
|  | Enterprise LTSC 2015 Version 1507 (64-Bit) | √ | √
| Microsoft Windows Server | 2019 Standard Edition (64-Bit) | √ | √
|  | 2016 Standard (64-Bit) | √ | √
|  | 2012 R2 Standard Edition (64-Bit) 113) | √ | √
Note: You can find the foot notes on the excel sheet "SW - Footnotes".

## WinCC TELECONTROL
Operating systems compatibilities for WinCC/TELECONTROL (Data status 2017-11-03)
|  |  | WinCC/TELECONTROL | WinCC/TELECONTROL
|  |  | V7.4 Upd1 | V7.4
| Microsoft Windows 7 | Ultimate (64-Bit) SP1 | √ | √
|  | Ultimate (32-Bit) SP1 | √ | √
|  | Enterprise (64-Bit) SP1 | √ | √
|  | Enterprise (32-Bit) SP1 | √ | √
| Microsoft Windows Server | 2012 R2 Standard Edition (64-Bit) | √ | √
|  | 2008 R2 Standard Edition (64-Bit) SP1 | √ | √
Note: You can find the foot notes on the excel sheet "SW - Footnotes".

## WinCC Web Navigator (Client)
Operating systems compatibilities for WinCC/Web Navigator (Client) (Data status 2020-03-19)
|  |  | WinCC/Web Navigator (Client) | WinCC/Web Navigator (Client) | WinCC/Web Navigator (Client) | WinCC/Web Navigator (Client) | WinCC/Web Navigator (Client) | WinCC/Web Navigator (Client) | WinCC/Web Navigator (Client) | WinCC/Web Navigator (Client) | WinCC/Web Navigator (Client) | WinCC/Web Navigator (Client) | WinCC/Web Navigator (Client) | WinCC/Web Navigator (Client) | WinCC/Web Navigator (Client) | WinCC/Web Navigator (Client) | WinCC/Web Navigator (Client) | WinCC/Web Navigator (Client) | WinCC/Web Navigator (Client) | WinCC/Web Navigator (Client) | WinCC/Web Navigator (Client) | WinCC/Web Navigator (Client) | WinCC/Web Navigator (Client)
|  |  | V7.4 SP1 Upd14 | V7.4 SP1 Upd13 | V7.4 SP1 Upd12 | V7.4 SP1 Upd11 | V7.4 SP1 Upd10 | V7.4 SP1 Upd9 | V7.4 SP1 Upd8 | V7.4 SP1 Upd7 | V7.4 SP1 Upd6 | V7.4 SP1 Upd5 | V7.4 SP1 Upd4 | V7.4 SP1 Upd3 | V7.4 SP1 Upd2 | V7.4 SP1 Upd1 | V7.4 SP1 | V7.4 Upd5 | V7.4 Upd4 | V7.4 Upd3 | V7.4 Upd2 | V7.4 Upd1 | V7.4
| Microsoft Windows 7 | Ultimate (64-Bit) SP1 | √ | √ | √ | √ | √ | √ | √ | √ | √ | √ | √ | √ | √ | √ | √ | √ | √ | √ | √ | √ | √
|  | Ultimate (32-Bit) SP1 | √ | √ | √ | √ | √ | √ | √ | √ | √ | √ | √ | √ | √ | √ | √ | √ | √ | √ | √ | √ | √
|  | Professional (64-Bit) SP1 | √ | √ | √ | √ | √ | √ | √ | √ | √ | √ | √ | √ | √ | √ | √ | √ | √ | √ | √ | √ | √
|  | Professional (32-Bit) SP1 | √ | √ | √ | √ | √ | √ | √ | √ | √ | √ | √ | √ | √ | √ | √ | √ | √ | √ | √ | √ | √
|  | Enterprise (64-Bit) SP1 | √ | √ | √ | √ | √ | √ | √ | √ | √ | √ | √ | √ | √ | √ | √ | √ | √ | √ | √ | √ | √
|  | Enterprise (32-Bit) SP1 | √ | √ | √ | √ | √ | √ | √ | √ | √ | √ | √ | √ | √ | √ | √ | √ | √ | √ | √ | √ | √
| Microsoft Windows 8.1 | Pro (64-Bit) | √ | √ | √ | √ | √ | √ | √ | √ | √ | √ | √ | √ | √ | √ | √
|  | Pro (32-Bit) | √ | √ | √ | √ | √ | √ | √ | √ | √ | √ | √ | √ | √ | √ | √
|  | Enterprise (64-Bit) | √ | √ | √ | √ | √ | √ | √ | √ | √ | √ | √ | √ | √ | √ | √
|  | Enterprise (32-Bit) | √ | √ | √ | √ | √ | √ | √ | √ | √ | √ | √ | √ | √ | √ | √
|  | - (64-Bit) | [15 empty] | √ | √ | √ | √ | √ | √
|  | - (32-Bit) | [15 empty] | √ | √ | √ | √ | √ | √
| Microsoft Windows 10 114) | Pro (64-Bit) | √ | √ | √ | √ | √ | √ | √ | √ | √ | √ | √ | √ | √ | √ | √ | √ | √ | √ | √ | √ | √
|  | Enterprise LTSC 2016 Version 1607 (64-Bit) | √ | √ | √ | √ | √ | √ | √ | √ | √ | √ | √ | √ | √ | √ | √
|  | Enterprise (64-Bit) | √ | √ | √ | √ | √ | √ | √ | √ | √ | √ | √ | √ | √ | √ | √ | √ | √ | √ | √ | √ | √
| Microsoft Windows Embedded | Standard 7 P (64-Bit) SP1 | √ 115) | √ 115) | √ 115) | √ 115) | √ 115) | √ 115) | √ 115) | √ 115) | √ 115) | √ 115) | √ 115) | √ 115) | √ 115) | √ 115) | √ 115) | √ 116) | √ 116) | √ 116) | √ 116) | √ 116) | √ 116)
|  | Standard 7 P (32-Bit) SP1 | √ 115) | √ 115) | √ 115) | √ 115) | √ 115) | √ 115) | √ 115) | √ 115) | √ 115) | √ 115) | √ 115) | √ 115) | √ 115) | √ 115) | √ 115) | √ 116) | √ 116) | √ 116) | √ 116) | √ 116) | √ 116)
| Microsoft Windows Server | 2016 Standard (64-Bit) | √ | √ | √ | √ | √ | √ | √ | √ | √ | √ | √ | √ | √ | √ | √
|  | 2016 Datacenter (64-Bit) | √ | √ | √ | √ | √ | √ | √ | √ | √ | √ | √ | √ | √ | √ | √
|  | 2012 R2 Standard Edition (64-Bit) | √ | √ | √ | √ | √ | √ | √ | √ | √ | √ | √ | √ | √ | √ | √ | √ | √ | √ | √ | √ | √
|  | 2012 R2 Datacenter (64-Bit) | √ | √ | √ | √ | √ | √ | √ | √ | √ | √ | √ | √ | √ | √ | √
|  | 2008 R2 Standard Edition (64-Bit) SP1 | √ | √ | √ | √ | √ | √ | √ | √ | √ | √ | √ | √ | √ | √ | √ | √ | √ | √ | √ | √ | √
Note: You can find the foot notes on the excel sheet "SW - Footnotes".

## WinCC Web Navigator (Server)
Operating systems compatibilities for WinCC/Web Navigator (Server) (Data status 2020-03-19)
|  |  | WinCC/Web Navigator (Server) | WinCC/Web Navigator (Server) | WinCC/Web Navigator (Server) | WinCC/Web Navigator (Server) | WinCC/Web Navigator (Server) | WinCC/Web Navigator (Server) | WinCC/Web Navigator (Server) | WinCC/Web Navigator (Server) | WinCC/Web Navigator (Server) | WinCC/Web Navigator (Server) | WinCC/Web Navigator (Server) | WinCC/Web Navigator (Server) | WinCC/Web Navigator (Server) | WinCC/Web Navigator (Server) | WinCC/Web Navigator (Server) | WinCC/Web Navigator (Server) | WinCC/Web Navigator (Server) | WinCC/Web Navigator (Server) | WinCC/Web Navigator (Server) | WinCC/Web Navigator (Server) | WinCC/Web Navigator (Server)
|  |  | V7.4 SP1 Upd14 | V7.4 SP1 Upd13 | V7.4 SP1 Upd12 | V7.4 SP1 Upd11 | V7.4 SP1 Upd10 | V7.4 SP1 Upd9 | V7.4 SP1 Upd8 | V7.4 SP1 Upd7 | V7.4 SP1 Upd6 | V7.4 SP1 Upd5 | V7.4 SP1 Upd4 | V7.4 SP1 Upd3 | V7.4 SP1 Upd2 | V7.4 SP1 Upd1 | V7.4 SP1 | V7.4 Upd5 | V7.4 Upd4 | V7.4 Upd3 | V7.4 Upd2 | V7.4 Upd1 | V7.4
| Microsoft Windows 7 117) | Ultimate (64-Bit) SP1 | √ | √ | √ | √ | √ | √ | √ | √ | √ | √ | √ | √ | √ | √ | √ | √ | √ | √ | √ | √ | √
|  | Ultimate (32-Bit) SP1 | √ | √ | √ | √ | √ | √ | √ | √ | √ | √ | √ | √ | √ | √ | √ | √ | √ | √ | √ | √ | √
|  | Professional (64-Bit) SP1 | √ | √ | √ | √ | √ | √ | √ | √ | √ | √ | √ | √ | √ | √ | √ | √ | √ | √ | √ | √ | √
|  | Professional (32-Bit) SP1 | √ | √ | √ | √ | √ | √ | √ | √ | √ | √ | √ | √ | √ | √ | √ | √ | √ | √ | √ | √ | √
|  | Enterprise (64-Bit) SP1 | √ | √ | √ | √ | √ | √ | √ | √ | √ | √ | √ | √ | √ | √ | √ | √ | √ | √ | √ | √ | √
|  | Enterprise (32-Bit) SP1 | √ | √ | √ | √ | √ | √ | √ | √ | √ | √ | √ | √ | √ | √ | √ | √ | √ | √ | √ | √ | √
| Microsoft Windows 8.1 117) | Pro (64-Bit) | √ | √ | √ | √ | √ | √ | √ | √ | √ | √ | √ | √ | √ | √ | √
|  | Pro (32-Bit) | √ | √ | √ | √ | √ | √ | √ | √ | √ | √ | √ | √ | √ | √ | √
|  | Enterprise (64-Bit) | √ | √ | √ | √ | √ | √ | √ | √ | √ | √ | √ | √ | √ | √ | √
|  | Enterprise (32-Bit) | √ | √ | √ | √ | √ | √ | √ | √ | √ | √ | √ | √ | √ | √ | √
|  | - (64-Bit) | [15 empty] | √ | √ | √ | √ | √ | √
|  | - (32-Bit) | [15 empty] | √ | √ | √ | √ | √ | √
| Microsoft Windows 10 117), 118) | Pro (64-Bit) | √ | √ | √ | √ | √ | √ | √ | √ | √ | √ | √ | √ | √ | √ | √ | √ | √ | √ | √ | √ | √
|  | Enterprise LTSC 2016 Version 1607 (64-Bit) | √ | √ | √ | √ | √ | √ | √ | √ | √ | √ | √ | √ | √ | √ | √
|  | Enterprise (64-Bit) | √ | √ | √ | √ | √ | √ | √ | √ | √ | √ | √ | √ | √ | √ | √ | √ | √ | √ | √ | √ | √
| Microsoft Windows Server | 2016 Standard (64-Bit) | √ | √ | √ | √ | √ | √ | √ | √ | √ | √ | √ | √ | √ | √ | √
|  | 2016 Datacenter (64-Bit) | √ | √ | √ | √ | √ | √ | √ | √ | √ | √ | √ | √ | √ | √ | √
|  | 2012 R2 Standard Edition (64-Bit) | √ | √ | √ | √ | √ | √ | √ | √ | √ | √ | √ | √ | √ | √ | √ | √ | √ | √ | √ | √ | √
|  | 2012 R2 Datacenter (64-Bit) | √ | √ | √ | √ | √ | √ | √ | √ | √ | √ | √ | √ | √ | √ | √
|  | 2008 R2 Standard Edition (64-Bit) SP1 | √ | √ | √ | √ | √ | √ | √ | √ | √ | √ | √ | √ | √ | √ | √ | √ | √ | √ | √ | √ | √
Note: You can find the foot notes on the excel sheet "SW - Footnotes".